## Start
Getting Started
|  |  |  | Data Entry | 1.) | System Input Volume
[5 empty] | 2.) | Billed Consumption
[5 empty] | 3.) | Unbilled Consumption
[5 empty] | 4.) | Unauthorized Consumption
[5 empty] | 5.) | Customer Meter Inaccuracies and Data Handling Errors
[5 empty] | 6.) | Network Data
Utility Name: | Year: |  |  |  | 7.) | Pressure
[5 empty] | 8.) | Intermittent Supply
The volumes used for this water balance are for a period of: |  | 365 | Days |  | 9.) | Financial Information
|  |  |  | Results | A | Water Balance in m3/year
[5 empty] | B | Water Balance in m3/day
[5 empty] | C | Water Balance for Period
[5 empty] | D | Performance Indicators
[5 empty] | E | Charts
Change Language
www.liemberger.cc
WB-EasyCalc☺
The Free Water Balance Software
Version 3. 00 (10 July 2009)
by courtesy of Liemberger & Partners
... because the best things in life are free! ...

## Sys. Input
System Input Volume
Water Source | [m3] | Error Margin [+/- %] | Home
|  |  |  | 0 | 0
|  |  |  | 0 | 0
|  |  |  | 0 | 0
|  |  |  | 0 | 0
|  |  |  | 0 | 0
|  |  |  | 0 | 0
|  |  |  | 0 | 0
|  |  |  | 0 | 0
|  |  |  | 0 | 0
|  |  |  | 0 | 0
|  |  |  | 0 | 0
|  |  |  | 0 | 0
|  |  |  | 0 | 0
|  |  |  | 0 | 0
|  |  |  | 0 | 0
|  |  |  | 0 | 0
|  |  |  | 0 | 0
|  |  |  | 0 | 0
|  |  |  | 0 | 0
|  |  |  | 0 | 0
|  |  |  | 0 | 0
|  |  |  | 0 | 0
|  |  |  | 0 | 0
|  |  |  | 0 | 0
|  |  |  | 0 | 0
|  |  |  | 0 | 0
|  |  |  | 0 | 0
|  |  |  | 0 | 0
|  |  |  | 0 | 0
|  |  |  | 0 | 0
Error Margin [+/-]: |  | 0% |  | 0 | 0
System Input Volume [m3]
Minimum | 0
Maximum | 0
Best Estimate | 0

## Billed Cons
Billed Metered Consumption |  | Billed Unmetered Consumption
Description | [m3] | Description | [m3] | Home
Bulk Water Supply (Export) |  | Bulk Water Supply (Export)
Billed Metered Consumption |  | Billed Unmetered Consumption
[m3] | 0 | [m3] | 0

## Unb. Cons.
Unbilled Metered Consumption |  | Unbilled Unmetered Consumption
Description | [m3] | Description | [m3] | Error Margin [+/- %] | Home
Bulk Water Supply (Export) | [5 empty] | 0 | 0
[6 empty] | 0 | 0
[6 empty] | 0 | 0
[6 empty] | 0 | 0
[6 empty] | 0 | 0
[6 empty] | 0 | 0
[6 empty] | 0 | 0
[6 empty] | 0 | 0
[6 empty] | 0 | 0
[6 empty] | 0 | 0
[6 empty] | 0 | 0
[6 empty] | 0 | 0
[6 empty] | 0 | 0
[6 empty] | 0 | 0
[6 empty] | 0 | 0
[6 empty] | 0 | 0
[6 empty] | 0 | 0
[6 empty] | 0 | 0
|  | Error Margin [+/-]: |  | 0% |  | 0 | 0
Unbilled Metered Consumption |  | Unbilled Unmetered Consumption [m3]
|  | Minimum | 0
|  | Maximum | 0
[m3] | 0 | Best Estimate | 0

## Unauth. Cons.
Unauthorized Consumption
Description | Estimated Number | Error Margin [+/- %] | Persons per House | Consumption [liters/person/day] | Total [m3] | SD | Home
Illegal Connections - domestic |  |  |  |  | 0 |  |  | 0 | 0
Consumption [liters/connection/day]
Illegal Connections - others |  |  |  |  | 0 |  |  | 0 | 0
Consumption [liters/customer/day]
Meter tampering, bypasses, etc. at registered customers |  |  |  |  | 0 |  |  | 0 | 0
Consumption [m3/day]
[5 empty] | 0 |  |  | 0 | 0
[5 empty] | 0 |  |  | 0 | 0
[5 empty] | 0 |  |  | 0 | 0
[5 empty] | 0 |  |  | 0 | 0
[5 empty] | 0 |  |  | 0 | 0
Error Margin [+/-]: |  | 0% | [5 empty] | 0 | 0
Unauthorized Consumption [m3]
Minimum |  |  |  |  | 0
Maximum |  |  |  |  | 0
Best Estimate |  |  |  |  | 0

## Meter Errors
Customer Meter Inaccuracies and Data Handling Errors
| Description | Total [m3] | Meter under-registration | Total [m3] | Error Margin [+/- %] | Home
Enter 1 to use an overall % for meter under-registration or 2 for manual entering of volumes and under-registration of different meter or customer types
1 | Billed Metered Consumption (without Bulk Supply) | 0 |  | 0 |  |  | 0 | 0
2 | Billed Metered Consumption (without Bulk Supply)
|  |  |  | 0 |  |  | 0 | 0
|  |  |  | 0 |  |  | 0 | 0
|  |  |  | 0 |  |  | 0 | 0
|  |  |  | 0 |  |  | 0 | 0
|  |  |  | 0 |  |  | 0 | 0
|  |  |  | 0 |  |  | 0 | 0
|  |  |  | 0 |  |  | 0 | 0
|  |  |  | 0 |  |  | 0 | 0
|  |  |  | 0 |  |  | 0 | 0
|  |  |  | 0 |  |  | 0 | 0
|  |  |  | 0 |  |  | 0 | 0
|  |  |  | 0 |  |  | 0 | 0
|  |  |  | 0 |  |  | 0 | 0
|  |  |  | 0 |  |  | 0 | 0
|  |  |  | 0 |  |  | 0 | 0
|  |  |  | 0 |  |  | 0 | 0
|  |  |  | 0 |  |  | 0 | 0
| Metered Bulk Supply (Export) | 0 |  | 0 |  |  | 0 | 0
| Unbilled Metered Consumption (without Bulk Supply) | 0 |  | 0 |  |  | 0 | 0
Estimated % of under-reading
| Corrupt Meter Reading Practices | 0 |  | 0 |  |  | 0 | 0
| Data Handling Errors (Office) | [5 empty] | 0 | 0
| Error Margin [+/-]: |  |  |  | 0% |  | 0 | 0
Customer Meter Inaccuracies and Data Handling Errors
| Minimum |  |  | 0
| Maximum |  |  | 0
| Best Estimate |  |  | 0

## Network
Distribution and Transmission Mains |  | Service Connections |  |  | Home
Description | Length [km] | Description | Number | Error Margin [+/- %]
|  | Number of Connections of Registered Customers Note: this figure is most likely (a little bit) less than the number of customers |  |  |  | 0 | 0
|  | Number of inactive accounts with existing service connection |  |  |  | 0 | 0
|  | Estimated Number of Illegal Connections | 0 | 0% |  | 0 | 0
|  | Error Margin [+/-]: |  | 0%
|  | Number of Connections |  |  |  |  | 0
|  | Minimum | 0
|  |  |  | Total SD |  | 0
|  | Maximum | 0 | Total Accuracy
|  | Best Estimate | 0
Total [km] | 0 | Average Length of Service Connection from Property Boundary to Customer Meter [meter]
Possible underestimation
Pipe Length [km]
Minimum | 0
Maximum | 0 | Total Length of Service Connections from Property Boundary to Customer Meter [kilometer] | 0 | 0%
Best Estimate | 0

## Pressure
Average Pressure
Area | Approximate Number of Connections | Daily Average Pressure [m] | Home
Error Margin [+/-]:
Average Pressure [m]
Minimum |  | 0
Maximum |  | 0
Best Estimate |  | 0

## Intermittent Supply
Intermittent Supply
Area | Approximate Number of Connections | Supply Time [days per week] | Supply Time [hours per day] |  | Home
0
0
0
0
0
0
0
0
0
0
0
0
0
0
0
0
0
0
Error Margin [+/-]:
Average Supply Time [h/day]
Minimum |  |  | 24
Maximum |  |  | 24
Best Estimate |  |  | 24

## Financial Data
Financial Information |  |  |  |  | Home
|  |  | per m3 | Currency
Average Tariff |  | 1
Variable Production and Distribution Cost (Marginal Cost of Water) |  | 2
Components of Non-Revenue Water to be valued at either (i) Average Tariff - if water could be sold or (ii) Production and Distribution Cost if a reduction of the NRW component would only lead to reduced System Input Volume. For Average Tariff enter 1, for Production and Distribution Cost enter 2.
NRW Component |  | Annual Value
Unbilled Metered Consumption | 1 | 0
Unbilled Unmetered Consumption | 2 | 0
Commercial Losses | 1 | 0
Physical Losses | 2 | 0
Total Value of NRW |  | 0
Annual Operating Cost (without Depreciation)

## Water Balance m3day
Water Balance in m3/day
[7 empty] | Billed Metered Consumption |  |  | Revenue Water
| Home |  |  |  | Billed Authorized Consumption |  | 0 |  | m3/day
[5 empty] | 0 | m3/day | Billed Unmetered Consumption |  |  | 0 | m3/day
|  |  | Authorized Consumption |  |  |  | 0 |  | m3/day
|  |  | 0 | m3/day | Unbilled Authorized Consumption |  | Unbilled Metered Consumption
|  |  | Error Margin [+/-]: |  |  |  | 0 |  | m3/day
[14 empty] | 0 | 0
|  |  | 0% |  | 0 | m3/day
| System Input Volume |  |  |  | Error Margin [+/-]: |  | Unbilled Unmetered Consumption
[7 empty] | 0 |  | m3/day
[5 empty] | 0% |  | Error Margin [+/-]: |  | 0%
Non-Revenue Water
| 0 | m3/day |  |  |  |  | Unauthorized Consumption
| Error Margin [+/-]: |  |  |  | Commercial Losses |  | 0 |  | m3/day
[7 empty] | Error Margin [+/-]: |  | 0% |  |  | 0 | 0 | 0 | 0
| 0% |  |  |  | 0 | m3/day
Customer Meter Inaccuracies and Data Handling Errors
[5 empty] | Error Margin [+/-]: |  |  |  |  | 0 | m3/day
|  |  | Water Losses |  |  |  | 0 |  | m3/day | Error Margin [+/-]:
[5 empty] | 0% |  | Error Margin [+/-]: |  | 0% |  |  | 0 | 0 | 0 | 0
0%
|  |  | 0 | m3/day | [7 empty] | 0 | 0
Error Margin [+/-]:
[5 empty] | Physical Losses | [8 empty] | 0 | 0
0%
[5 empty] | 0 |  |  | m3/day
[5 empty] | Error Margin [+/-]: |  |  | 0% | [5 empty] | 0 | 0

## Water Balance m3
Water Balance in m3 for a period of | [8 empty] | 365 | Days
[7 empty] | Billed Metered Consumption |  |  |  | Revenue Water
| Home |  |  |  | Billed Authorized Consumption |  | 0 |  |  | [m3]
[5 empty] | 0 | [m3] | Billed Unmetered Consumption |  |  |  | 0 | [m3]
|  |  | Authorized Consumption |  |  |  | 0 |  |  | [m3]
|  |  | 0 | [m3] | Unbilled Authorized Consumption |  | Unbilled Metered Consumption
|  |  | Error Margin [+/-]: |  |  |  | 0 |  |  | [m3]
[15 empty] | 0 | 0
|  |  | 0% |  | 0 | [m3]
| System Input Volume |  |  |  | Error Margin [+/-]: |  | Unbilled Unmetered Consumption
[7 empty] | 0 |  |  | [m3]
[5 empty] | 0% |  | Error Margin [+/-]: |  |  | 0%
Non-Revenue Water
| 0 | [m3] |  |  |  |  | Unauthorized Consumption
| Error Margin [+/-]: |  |  |  | Commercial Losses |  | 0 |  |  | [m3]
[7 empty] | Error Margin [+/-]: |  |  | 0% |  |  | 0 | 0 | 0 | 0
| 0% |  |  |  | 0 | [m3]
Customer Meter Inaccuracies and Data Handling Errors
[5 empty] | Error Margin [+/-]: | [5 empty] | 0 | [m3]
|  |  | Water Losses |  |  |  | 0 |  |  | [m3] | Error Margin [+/-]:
[5 empty] | 0% |  | Error Margin [+/-]: |  |  | 0% |  |  | 0 | 0 | 0 | 0
0%
|  |  | 0 | [m3] | [8 empty] | 0 | 0
Error Margin [+/-]:
[5 empty] | Physical Losses | [9 empty] | 0 | 0
0%
[5 empty] | 0 |  |  | [m3]
[5 empty] | Error Margin [+/-]: |  |  | 0% | [6 empty] | 0 | 0

## Water Balance m3year
Water Balance in m3/year
[7 empty] | Billed Metered Consumption |  |  | Revenue Water
| Home |  |  |  | Billed Authorized Consumption |  | 0 |  | m3/year
[5 empty] | 0 | m3/year | Billed Unmetered Consumption |  |  | 0 | m3/year
|  |  | Authorized Consumption |  |  |  | 0 |  | m3/year
|  |  | 0 | m3/year | Unbilled Authorized Consumption |  | Unbilled Metered Consumption
|  |  | Error Margin [+/-]: |  |  |  | 0 |  | m3/year
[14 empty] | 0 | 0
|  |  | 0% |  | 0 | m3/year
| System Input Volume |  |  |  | Error Margin [+/-]: |  | Unbilled Unmetered Consumption
[7 empty] | 0 |  | m3/year
[5 empty] | 0% |  | Error Margin [+/-]: |  | 0%
Non-Revenue Water
| 0 | m3/year |  |  |  |  | Unauthorized Consumption
| Error Margin [+/-]: |  |  |  | Commercial Losses |  | 0 |  | m3/year
[7 empty] | Error Margin [+/-]: |  | 0% |  |  | 0 | 0 | 0 | 0
| 0% |  |  |  | 0 | m3/year
Customer Meter Inaccuracies and Data Handling Errors
[5 empty] | Error Margin [+/-]: |  |  |  |  | 0 | m3/year
|  |  | Water Losses |  |  |  | 0 |  | m3/year | Error Margin [+/-]:
[5 empty] | 0% |  | Error Margin [+/-]: |  | 0% |  |  | 0 | 0 | 0 | 0
0%
|  |  | 0 | m3/year | [7 empty] | 0 | 0
Error Margin [+/-]:
[5 empty] | Physical Losses | [8 empty] | 0 | 0
0%
[5 empty] | 0 |  |  | m3/year
[5 empty] | Error Margin [+/-]: |  |  | 0% | [5 empty] | 0 | 0

## PIs
Performance Indicators
Level of Service
| Best Estimate | Error Margin [+/- %] | Lower Bound | Upper Bound | Home
Average Supply Time [h/day] | 24 | 0% | 24 | 24
Average Pressure [m] | 0 | 0% | 0 | 0
Volume of Physical Losses | [7 empty] | daily volume | error | variance
| Best Estimate | Error Margin [+/- %] | Lower Bound | Upper Bound |  | LM | 0 | 0 | 0% | 0
CAPL - Current Annual Volume of Physical Losses [m3/day] | 0 | 0% | 0 | 0 |  | NC | 0 | 0 | 0% | 0
MAPL - Minimum Achievable Volume of Physical Losses [m3/day] | 0 | 0% | 0 | 0 |  | LP | 0 | 0 | 0% | 0
0
Physical Loss Performance Indicators |  |  |  |  | Performance Group
| Best Estimate | Error Margin [+/- %] | Lower Bound | Upper Bound | Developed Country Situation | Developing Country Situation
Infrastructure Leakage Index (ILI) | 0 | 0% | 0 | 0
Liters per Connection per Day (w.s.p.) w.s.p.: when the system is pressurized - this means the value is already corrected in the case of intermittent supply | 0 | 0% | 0 | 0
Liters per Connection per Day per meter Pressure (w.s.p.) | 0 | 0% | 0 | 0 |  |  |  | volume | error | variance
[7 empty] | AUT Cons | 0 | 0% | 0
m3/km mains per hour (w.s.p.) | 0 | 0% | 0 | 0 | Explanations | Explanations
[7 empty] | Comm Loss | 0 | 0% | 0
Commercial Loss Performance Indicators
[8 empty] | 0 |  | 0
| Best Estimate | Error Margin [+/- %] | Lower Bound | Upper Bound
[8 empty] | volume | error | variance
Commercial Losses expressed in % of Authorized Consumption | 0% | 0% | 0% | 0% |  |  | System Input | 0 | 0% | 0
liters/connection/day | 0 | 0% | 0 | 0
Financial Performance Indicators | [6 empty] | NRW | 0 | 0% | 0
[8 empty] | 0 |  | 0
| Best Estimate | Error Margin [+/- %] | Lower Bound | Upper Bound
Volume of Non-Revenue Water expressed in % of System Input Volume | 0% | 0% | 0% | 0%
Value of Non-Revenue Water expressed in % of Annual Operating Cost | 0% | 0% | 0% | 0%
Liters per Connection per Day (w.s.p.) w.s.p.: when the system is pressurized - this means the value is already corrected in the case of intermittent supply | 0 | 0% | 0 | 0

## Charts
International Benchmarking | Home | 0 |  | 0 |  |  |  | m3/year | 0
|  | 0 | 1.2 |  | 0 | Cyprus | Revenue Water | 0 | 0
|  | Australia | 1.2 | 1.2 |  | Australia | Unbilled Authorized Consumption | 0 | 0
|  | New Zealand | 1.2 | 1.2 |  | New Zealand | Commercial Losses | 0 | 0
|  | UK | 1.3 | 1.3 |  | UK | Physical Losses | 0 | 0
|  | UK | 1.5 | 1.5 |  | UK
|  | UK | 2.1 | 2.1 |  | UK
|  | Germany | 2.4 | 2.4 |  | Germany
|  | France | 2.5 | 2.5 |  | France
|  | Czech Rep. | 3.4 | 3.4 |  | Czech Rep.
|  | New Zealand | 3.6 | 3.6 |  | New Zealand
|  | Japan | 4.1 | 4.1 |  | Japan
|  | Ireland | 5 | 5 |  | Ireland
|  | Hungary | 5.7 | 5.7 |  | Hungary
|  | South Africa | 5.7 | 5.7 |  | South Africa
|  | Czech Rep. | 6.7 | 6.7 |  | Czech Rep.
|  | Italy | 7.1 | 7.1 |  | Italy
|  | Ukraine | 9 | 9 |  | Ukraine
|  | Greece | 9.7 | 9.7 |  | Greece
|  | South Africa | 10 | 10 |  | South Africa
|  | Caribbean | 10 | 10 |  | Caribbean
|  | Sri Lanka | 11 | 11 |  | Sri Lanka
|  | Hungary | 15 | 15 |  | Hungary
|  | Turkey | 15 | 15 |  | Turkey
|  | Italy | 16 | 16 |  | Italy
|  | Greece | 16 | 16 |  | Greece
|  | Costa Rica | 18 | 18 |  | Costa Rica
|  | Bulgaria | 24 | 24 |  | Bulgaria
Water Losses - Volume and Value (Cost) |  | Jordan | 27 | 27 |  | Jordan
|  | Malaysia | 27 | 27 |  | Malaysia
|  | Indonesia | 31 | 31 |  | Indonesia
|  | Sri Lanka | 39 | 39 |  | Sri Lanka
|  | Turkey | 40 | 40 |  | Turkey
|  | Turkey | 50 | 50 |  | Turkey
|  | Russia | 71 | 71 |  | Russia
|  | Vietnam | 79 | 79 |  | Vietnam
|  | 0 | 0 m3/day | Billed Consumption
|  | 0 | 0 m3/day | Unbilled Authorized Consumption
|  | 0 | 0 m3/day | Commercial Losses
|  | 0 | 0 m3/day | Physical Losses
|  | Non-Revenue Water | 0 m3/day
Non-Revenue Water

## Getting Started
Getting Started | Home
1.) WB-EasyCalc was designed to help water utilities and consultants to properly apply the IWA Water Loss Task Force Methodology
2.) The pre-set Language is English using the IWA terminology. If you would like to use the World Bank favored terms "Physical Losses" and "Commercial Losses" instead of the IWA terms "Real Losses" and "Apparent Losses" click on the button "change language" and select code 2.
3.) In the World Bank Terminology, the IWA terms "UARL - Unavoidable Annual Volume of Real Losses" and "CARL - Current Annual Volume of Real Losses" were replaced with the World Bank favored terms "MAPL - Minimum Achievable Annual Volume of Physical Losses" and "CAPL - Current Annual Volume of Physical Losses". However, the underlying formula remained of course unchanged. | Change Language
4.) WB-EasyCalc was optimized for a screen resolution of 1024 x 768 Pixel
5.) Color Coding:
white cells are for data entry
light green cells are calculated values
6.) While every effort has been made by the developers to ensure that WB-EasyCalc is free from error, those using the model do so at their own risk. Liemberger & Partners accept no liability of any nature for losses (direct or indirect) incurred through the use of this model.
7.) The program is protected with passwords which will not be revealed.
8.) GIGO - Garbage in Garbage out! The user has to be aware that results calculated with this program can be extremely wrong if base data is wrong or incomplete.
9.) It is ALWAYS recommended to carry out a thorough leakage analysis based on measurements in the distribution network to support and verify the physical loss figure calculated with this program.
10.) When using this program for the first time, it is recommended to first familiarize with the methodology. A complete set of background reading materials can be downloaded from www.liemberger.cc
11.) Liemberger & Partners would appreciate feedback! Please send your comments to office@liemberger.cc
12.) WB-EasyCalc will be continuously improved and upgraded - revisit www.liemberger.cc from time to time to check for new versions.
13.) My thanks go to many friends and colleagues who have helped to improve and complement this free software (and apologies to those that are not mentioned here):
Ronnie McKenzie (South Africa) has ensured that the statistical concept used follows the principles brought to the Water Industry by Allan Lambert (UK)
Gary McLay (Australia) has detected a few fundamental bugs in the beta version!!!
Malcolm Farley has convinced me that the US spelling hurts too much for most people - therefore it is now only one of the language options!
Pham Thach (Vietnam) has prepared the translations for the first Non-English version and NT Dan from ECO-Asia has translated additional bits and pieces.
Ms. Asel Abylgazieva (Kyrgyz Republic) has kindly translated everything into Russian language
Ms. Yulfarida Arini (Indonesia) has prepared the Bahasa Indonesia version that is now appreciated by many PDAMs (water utilities) in her country.
Hervé Guibentif (France) has used WB-EasyCalc to analyze the water losses of SIG, the water utility of Geneve, and was so kind to share the French language terms with us. Merci!
Philippe Marin (France) who contributed the slogan: ... because the best things in life are free! ...
Marcello Schiatti (Italy) was so kind to prepare the Italian language version (thanks also to my friend Dewi Rogers!)
Ms. Debora Soares (Brazil) from the water utility of São Paulo (SABESP) was so kind to prepare the Portuguese version.
Professor Fabio Garzon Contreras (Columbia) from the Pontificia Universidad Javeriana in Cali has contributed the Spanish translation.
Gyula Pálfi (Hungary) from Spiderweb Bt. took the initiative to prepare the Hungarian language version.
Mohammed Hossam Sallam, an old friend of mine and a seasoned water loss professional from Jordan pioneered this "first ever" Arabic language version! Shokran!
Sher Singh and his team from USAID's ECO-Asia program have jointly with their Thai colleagues from the Provincial Waterworks Authority, namely Khun Kittiya, have produced the Thai language version.
Ms. Kelly Arikawa from BBL Engenharia in Brazil was kind enough to make the necessary changes in version 2 of the WB-EasyCalc in the Portuguese language.
Ms. Natalia Sicora (from Chisinau, Moldova) has prepared the initial Romanian language version and Ms. Afrodita Popa (from Bucharest, Romania) has made the effort to correct mistakes and improve the terminology. Thanks ladies!
Mr. Nebojša Tanasković from Nis, Serbia, was so kind and has prepared the Serbian language version
Ms. Annie Chai, a good friend of mine and senior manager at SALCON (Malaysia), kindly provided me with the Chinese language version prepared together with her colleagues.
Mr. Edin Rustempasic, a water engineer from Bosnia and Herzegovina, prepared the version in Bosnian language.
Mr. Winstone Mulaku from Kenya has made me aware of a mistake in the error margin calculations of one of the performance indicators. Thanks a lot for this!
Mr. Kuo-Ding JOU, a Senior Engineer of the Taiwan Water Corporation, has kindly produced two alternative Chinese language versions. Since it is impossible for me to decide which version is the best and most appropriate, I have decided to leave the decision which version to use to the Chinese users of WB-EasyCalc.

## Language 1
Change Language | [5 empty] | Home
Enter Code for preferred Language: |  |  | 2 | if you have chosen 3, click here to go to language customisation
|  | Language Code |  |  | Language Code
| IWA Teminology (English) | 1 |  | Customise for your own language | 3
| World Bank reccomended Terminology (US English) | 2
Pre-set languages
| French | 4 |  | Hungarian | 12
| German | 5 |  | Arabic | 13
| Russian | 6 |  | Thai | 14
| Vietnamese | 7 |  | Serbian | 15
| Bahasa Indonesia | 8 |  | Chinese (1) | 16
| Spanish | 9 |  | Chinese (2) | 17
| Italian | 10 |  | Chinese (3) | 18
| Pertes en Eau | 11 |  | Romanian | 19
|  |  |  | Bosnian | 20
?

## Language 2
1 | 2 | 3 | 4 | 5 | 6 | 7 | 8 | 9 | 10 | 11 | 12 | 13 | 14 | 15 | 16 | 17 | 18 | 19 | 20
IWA (English) | World Bank (US English) | Customised | French | German | Russian | Vietnamese | Bahasa Indonesia | Spanish | Italian | Portuguese (Brazil) | Hungarian | Arabic | Thai | Serbian | Chinese (1) | Chinese (2) | Chinese (3) | Romanian | Bosnian
Getting Started | Getting Started | 0 | Démarrer | Einleitung | Начало работы | Khởi động | Mulai | Inicio | Avvio Calcolo | Iniciando | Kezdjük! | أبدأ | เริ่มต้น | Početak | 开始 | 计算开始 | 計算開始 | Înainte de a începe | Početak
Water Balance | Water Balance | 0 | Bilan de l'Eau | Wasserbilanz | Водный баланс | Cân bằng Nước | Neraca Air | Balance hídrico | Bilancio Idrico | Balanço Hídrico | Vízmérleg | الميزان المائي | การตรวจสอบปริมาณน้ำ | Balans vode | 水量平衡 | 水平衡 | 水平衡 | Bilanţul apei | Vodni bilans
Performance Indicators | Performance Indicators | 0 | Indicateurs de Performance | Kennzahlen | Индикаторы производительности | Các chỉ số vận hành | Indikator Kinerja | Indicadores de gestión | Indicatori | Indicadores de Performance | Teljesítmény mutatók | مؤشر الأداء | ตัวชี้วัดการดำเนินงาน | Indikator performansi | 性能指標 | 性能指针 | 績效指標 | Indicatori de performanţă | Pokazatelji uspješnosti
Network Data | Network Data | 0 | Données du Réseau | Rohrnetzdaten | Данные сетей | Dữ liệu về mạng lưới | Data Jaringan | Información del sistema | Dati Rete | Dados da rede | Hálózat adatai | معلومات الشبكه | ข้อมูลเครือข่าย | Podaci o mreži | 管网資料 | 管网资料 | 管網資料 | Datele despre reţea | Podaci o mreži
Pressure | Pressure | 0 | Pression | Druck | Напор | Áp lực | Tekanan | Presión | Pressione | Pressão | Nyomás | الضغط | แรงดันน้ำ | Pritisak | 水压 | 水压 | 水壓 | Presiunea | Pritisak
System Input Volume | System Input Volume | 0 | Volume Introduit | Einspeisemenge | V воды, подаваемый в систему | Lưu lượng đầu vào hệ thống | Volume Input Sistem | Volumen de entrada al sistema | Volume Immesso nel Sistema | Volume de Entrada no Sistema | Betáplált mennyiség | حجم المياه الداخله للشبكه | ปริมาณน้ำผลิตรวม | Zapremina ulaza u sistem | 系统输入水量 | 系统进水量 | 系統載入量 | Volumul de apă intrat în sistem | Ulazna količina vode u sistem
Billed Consumption | Billed Consumption | 0 | Consommation Facturée | Entgeltlicher Verbrauch | Потребление, на которое выставлен счет | Tiêu thụ có hoá đơn | Konsumsi Berekening | Consumo facturado | Consumo Fatturato | Consumo faturado | Számlázott fogyasztás | الاستهلاك (الموفوتر) | น้ำใช้ที่เรียกเก็บเงิน | Fakturisana potrošnja | 收费用水 | 收费用水量 | 收費取水量 | Consumul facturat | Obračunata potrošnja
Unbilled Consumption | Unbilled Consumption | 0 | Consommation Non Facturée | Unentgeltlicher Verbrauch | Потреб-ие, на которое не выставлен счет | Tiêu thụ không có hoá đơn | Konsumsi Tak Berekening | Consumo no facturado | Consumo Non Fatturato | Consumo não faturado | Nem számlázott fogyasztás | الاستهلاك الغير (موفوتر) | น้ำใช้ที่ไม่ได้เรียกเก็บเงิน | Nefakturisana potrošnja | 不收费用水 | 未收费用水量 | 不收費取水量 | Consumul nefacturat | Neobračunata potrošnja
Unauthorised Consumption | Unauthorized Consumption | 0 | Consommation Non Autorisée | Unzulässige Wasserentnahmen | Несанкционированное потребление | Tiêu thụ bất hợp pháp | Konsumsi Tak Resmi | Consumo no autorizado | Consumo Non Autorizzato | Consumo não autorizado | Jogtalan fogyasztás | الاستهلاك الغير مسموح به | น้ำที่ถูกลักใช้ | Ilegalna potrošnja | 未许可用水 | 未授权用水量 | 非法取水量 | Consumul neautorizat | Neovlaštena potrošnja
Customer Meter Inaccuracies and Data Handling Errors | Customer Meter Inaccuracies and Data Handling Errors | 0 | Sous-Comptage Compteurs et Erreurs de Manipulation de Données | Zählerabweichungen und Fehler bei der Rechnungslegung | Погрешности в показ.счетчика и ошибки при обраб.данных | Sai số đồng hồ khách hàng và lỗi xử lý dữ liệu | Ketidakakuratan Meter dan Penanganan Data | Inexactitud de la micromedición y errores en el manejo de los datos de lectura | Imprecisione Misura Contatori e Errori sui Dati | Imprecisões dos medidores e erros de manipulação dos dados | Fogyasztói mérők pontatlansága és adatkezelési hibák | أخطاء عداد المشترك ونقل المعلومات | ความไม่เที่ยงตรงของมาตรผู้ใช้น้ำ และความผิดพลาดจากการดำเนินการด้านข้อมูล | Netačnosti vodomera i greška rukovanja podacima | 用戶水表失准和数据處理误差 | 用户水表误差及数据处理误差 | 用戶水錶不準度及資料處理誤差 | Erori de măsurare apometre şi de prelucrare a datelor | Nepreciznost brojila i greške pri obradi podataka
Change Language | Change Language | Change Language | Changer de Langue Change Language | Sprachauswahl Change Language | Изменить язык Change Language | Thay đổi ngôn ngữ Change Language | Ganti Bahasa Change Language | Cambio de idioma Change Language | Cambio Lingua Change Language | Mudar a língua Change Language | Nyelv váltása Change Language | تبديل اللغه Change Language | เปลี่ยนภาษา Change Language | Promena jezika Change Language | 转换语文 Change Language | 切换语言 Change Language | 切換語言 Change Language | Modifică limba Change Language | Change Language
System Input Volume | System Input Volume | 0 | Volume Introduit | Einspeisemenge | V воды, подаваемый в систему | Lưu lượng đầu vào hệ thống | Volume Input Sistem | Volumen de entrada al sistema | Volume Immesso nel Sistema | Volume de Entrada no Sistema | Betáplált mennyiség | حجم المياه الداخله للشبكه | ปริมาณน้ำผลิตรวม | Godišnja proizvodnja vode | 系统每年输入水量 | 系统进水量 | 系統載入量 | Volumul de apă intrat în sistem | Ulazna količina vode u sistem
Authorised Consumption | Authorized Consumption | 0 | Consommation Autorisée | Wasserverbrauch | Санкционированное потребление | Tiêu thụ hợp pháp | Konsumsi Resmi | Consumo autorizado | Consumo Autorizzato | Consumo autorizado | Jogosultak fogyasztása | الاستهلاك المسموح به | น้ำที่ใช้อย่างถูกต้อง | Legalna potrošnja | 许可用水 | 授权用水量 | 合法取水量 | Consumul autorizat | Ovlaštena potrošnja
Water Losses | Water Losses | 0 | Pertes en Eau | Wasserverluste | Потери воды | Thất thoát nước | Kehilangan Air | Pérdidas de agua | Perdite Acqua | Perdas de água | Vízveszteség | فواقد المياة | น้ำสูญเสีย | Gubici vode | 耗损水 | 水损失 | 水流失量 | Pierderi de apă | Gubici vode
Billed Authorised Consumption | Billed Authorized Consumption | 0 | Consommation Autorisée Facturée | Entgeltlicher Verbrauch | Санкц-ое потребл., на кот. выставлен счет | Tiêu thụ hợp pháp có hoá đơn | Konsumsi Resmi Berekening | Consumo autorizado facturado | Consumo Fatturato Autorizzato | Consumo autorizado faturado | Számlázott fogyasztás | الاستهلاك المسموح به و(الموفوتر) | น้ำใช้อย่างถูกต้อง และเรียกเก็บเงิน | Fakturisana legalna potrošnja | 收费的许可用水 | 收费授权用水量 | 收費合法取水量 | Consumul autorizat facturat | Obračunata ovlaštena potrošnja
Unbilled Authorised Consumption | Unbilled Authorized Consumption | 0 | Consommation Autorisée Non Facturée | Unentgeltlicher Verbrauch | Санкц-ое потребл., на кот. не выставлен счет | Tiêu thụ hợp pháp không có hoá đơn | Konsumsi Resmi Tak Berekening | Consumo autorizado no facturado | Consumo Non Fatturato Autorizzato | Consumo autorizado não faturado | Nem számlázott fogyasztás | الاستهلاك المسموح به والغير (الموفوتر) | น้ำใช้อย่างถูกต้อง แต่ไม่เรียกเก็บเงิน | Nefakturisana legalna potrošnja | 不收费的许可用水 | 未收费授权用水量 | 不收費合法取水量 | Consumul autorizat nefacturat | Neobračunata ovlaštena potrošnja
Apparent Losses | Commercial Losses | 0 | Pertes Apparentes | Scheinbare Verluste | Коммерческие потери | Thất thoát thương mại | Kehilangan Air Non-Fisik | Pérdidas aparentes (comerciales) | Perdite Commerciali | Perdas Aparentes | Kereskedelmi veszteség | الفواقد التجاريه | น้ำสูญเสียเชิงพาณิชย์ | Komercijalni gubici | 表觀損失 | 表观损失水量 | 表面損失水量 | Pierderi aparente | Komercijalni gubici
Real Losses | Physical Losses | 0 | Pertes Réelles | Reale Verluste | Физические потери | Thất thoát cơ học | Kehilangan Air Fisik | Pérdidas reales (físicas) | Perdite Tecniche | Perdas Reais | Fizikai veszteség | الفواقد الحقيقيه | น้ำสูญเสียที่เกิดจริง (น้ำสูญเสียหลัก) | Fizički gubici | 实 際損失 | 实际损失水量 | 實際損失水量 | Pierderi reale | Fizički gubici
Billed Metered Consumption | Billed Metered Consumption | 0 | Consommation Facturée Mesurée | Gemessener entgeltlicher Verbrauch | Измеряемое потребл., на кот. выставлен счет | Tiêu thụ có đồng hồ đo, có hoá đơn | Konsumsi Bermeter Berekening | Consumo facturado medido | Consumo Fatturato Misurato | Consumo medido faturado | Számlázott, mért fogyasztás | الاستهلاك المسجل و(الموفوتر) | น้ำผ่านมาตรที่เรียกเก็บเงิน | Izmerena fakturisana potrošnja | 据表收费用水 | 计量收费用水量 | 有水錶計量取水量 | Consumul contorizat facturat | Obračunata izmjerena potrošnja
Billed Unmetered Consumption | Billed Unmetered Consumption | 0 | Consommation Facturée Non Mesurée | Nicht gemessener entgeltlicher Verbrauch | Неизмер-ое потребл., на кот. выставлен счет | Tiêu thụ không có đồng hồ đo, có hoá đơn | Konsumsi Tak Bermeter Berekening | Consumo facturado no medido | Consumo Fatturato Non Misurato | Consumo não medido faturado | Számlázott, nem mért fogyasztás | الاستهلاك الغير المسجل والموفوتر | น้ำไม่ผ่านมาตรที่เรียกเก็บเงิน | Neizmerena fakturisana potrošnja | 不据表收费用水 | 未计量收费用水量 | 無水錶計量取水量 | Consumul necontorizat facturat | Obračunata paušalna/neizmjerena potrošnja
Unbilled Metered Consumption | Unbilled Metered Consumption | 0 | Consommation Non Facturée Mesurée | Gemessener unentgeltlicher Verbrauch | Измер-ое потребл., на кот. не выставлен счет | Tiêu thụ có đồng hồ đo, không có hoá đơn | Konsumsi Bermeter Tak Berekening | Consumo no facturado medido | Consumo Non Fatturato Misurato | Consumo medido não faturado | Nem számlázott, mért fogyasztás | الاستهلاك المسجل والغيرموفوتر | น้ำผ่านมาตรที่ไม่เรียกเก็บเงิน | Izmerena nefakturisana potrošnja | 据表不收费用水 | 未收费计量用水量 | 有水錶計量不收費取水量 | Consumul contorizat nefacturat | Neobračunata izmjerena potrošnja
Unbilled Unmetered Consumption | Unbilled Unmetered Consumption | 0 | Consommation Non Facturée Non Mesurée | Nicht gemessener unentgeltlicher Verbrauch | Неизмер. потребл., на кот.не выставлен счет | Tiêu thụ không có đồng hồ đo, không có hoá đơn | Konsumsi Tak Bermeter Tak Berekening | Consumo no facturado no medido | Consumo Non Fatturato Non Misurato | Consumo não medido não faturado | Nem számlázott, nem mért fogyasztás | الاستهلاك الغير مسجل والغير(موفوتر) | น้ำที่ไม่ผ่านมาตรและไม่เรียกเก็บเงิน | Neizmerena nefakturisana potrošnja | 不据表不收费用水 | 未收费未计量用水量 | 無水錶計量不收費取水量 | Consumul necontorizat nefacturat | Neobračunata neizmjerena potrošnja
Customer Meter Inaccuracies and Data Handling Errors | Customer Meter Inaccuracies and Data Handling Errors | 0 | Sous-Comptage Compteurs et Erreurs de Manipulation de Données | Zählerabweichungen und Fehler bei der Rechnungslegung | Погрешности показ. счетчика и ошибки при обраб. данных | Sai số đồng hồ khách hàng và lỗi xử lý dữ liệu | Ketidakakuratan Meter dan Penanganan Data | Inexactitud de la micromedición y errores en el manejo de los datos de lectura | Imprecisione Misura Contatori e Errori sui Dati | Imprecisões dos medidores e erros de manipulação dos dados | Fogyasztói mérők pontatlansága és adatkezelési hibák | اخطاء عداد المشترك ونقل المعلومات | ความไม่เที่ยงตรงของมาตรผู้ใช้น้ำ และความผิดพลาดจากการดำเนินการด้านข้อมูล | Netačnosti vodomera i greška rukovanja podacima | 用戶水表失准和数据處理误差 | 用户水表误差及数据处理之误差 | 用戶水錶不準度及資料處理之誤差 | Erori de măsurare apometre şi de prelucrare a datelor | Nepreciznost brojila i greške pri obradi podataka
Revenue Water | Revenue Water | 0 | Eau Vendue | In Rechnung gestellte Wassermenge | Водоснабжение, приносящее доход | Nước có doanh thu | Air Berekening | Agua facturada | Ricavo da Vendita Acqua | Água faturada | Bevétel (víz) | المياه التي لها عائد | น้ำที่ก่อให้เกิดรายได้ | Fakturisana voda | 收益水 | 得到收入用水量 | 計費水量 | Apa facturată | Obračunata voda
Non-Revenue Water | Non-Revenue Water | 0 | Eau Non Vendue | Nicht in Rechnung gestellte Wassermenge | Водоснабжение, не приносящее доход | Nước không có doanh thu | Air Tak Berekening | Agua no facturada | Mancato Ricavo da Vendita Acqua | Água não faturada | Nem bevétel (víz) | المياه التي ليس لها عائد | น้ำที่ไม่ก่อให้เกิดรายได้ | Nefakturisana voda | 无收益水 | 未得到收入用水量 | 無計費水量 | Apa nefacturată | Neobračunata voda
Error Margin [+/-]: | Error Margin [+/-]: | 0 | Marge d'Erreur [±] | Möglicher Fehler [+/-]: | Допустимая погрешность [+/-]: | Mức độ sai số [+/-]: | Margin Error [+/-] | Margen de error [+/-] | Fascia di Errore [+/-] | Margem de erro [+/-] | Hiba [+/-] | اخطاء هامشية (+\-) | ความคลาดเคลื่อน (+/-) | Granica greške [+/- %]: | 误差幅度 [+/-] | 误差幅度 [+/-]： | 誤差幅度 [+/-]： | Marja de eroare [+/-]: | Dozvoljena greška [+/-]:
m3/day | m3/day | 0 | m3/jour | m3/Tag | м3/день | m3/ngày | m3/hari | m3/día | m3/g | m3/dia | m3/nap | م3\يوم | ลบ.ม./วัน | m3/god | 立方米/年 | m3/day | m3/day | m3/zi | m3/dan
Best Estimate | Best Estimate | 0 | Estimation Retenue | Wahrscheinlichster Wert | Наилучшая оценка | Ước tính tốt nhất | Estimasi Terbaik | Mejor estimación | Migliore Valutazione | Melhor estimativa | Legjobb becslés | افضل تقدير | การประมาณการที่ดีที่สุด | Najbolja procena | 最佳估计 | 最佳估计值 | 最佳估計值 | Cea mai bună estimare | Najbolja procjena
Error Margin [+/- %] | Error Margin [+/- %] | 0 | Marge d'Erreur [±%] | Möglicher Fehler [+/- %] | Допустимая погрешность [+/-]: | Mức độ sai số [+/- %] | Margin Error [+/- %] | Margen de error [+/- %] | Margine di Errore [+/-] | Margem de erro [+/- %] | Hiba [+/- %] | اخطاء هامشية (+\-) | ความคลาดเคลื่อน (+/-%) | Granica greške [+/- %]: | 误差幅度 | 误差幅度 [+/- %] | 誤差幅度 [+/- %] | Marja de eroare [+/- %] | Dozvoljena greška [+/- %]
Lower Bound | Lower Bound | 0 | Limite Inférieure | Untere Bandbreite | Нижний предел | Giới hạn dưới | Batas Bawah | Limite inferior | Limite Inferiore | Limite inferior | Alsó határ | الحد الادنى | ปริมาณด้านต่ำ | Donja granica | 上限(下限) | 下限 | 下限 | Limita inferioară | Donja granica
Upper Bound | Upper Bound | 0 | Limite Supérieure | Obere Bandbreite | Верхний предел | Giới hạn trên | Batas Atas | Limite superior | Limite Superiore | Limite superior | Felső határ | الحد الاعلى | ปริมาณด้านสูง | Gornja granica | 下限(上限) | 上限 | 上限 | Limita superioară | Gornja granica
Level of Service | Level of Service | 0 | Niveau de Service | Versorgungsqualität | Уровень обслуживания | Mức dịch vụ | Tingkat Pelayanan | Nivel de servicio | Livello di Servizio | Nível de serviço | Szolgáltatási szint | مستوى الخدمة | ระดับการให้บริการ | Nivo usluge | 服务水平 | 服务水平 | 服務程度 | Nivelul serviciului | Nivo usluga
Volume of Real Losses | Volume of Physical Losses | 0 | Volume des Pertes Réelles | Volumen der Realen Verluste | Объем физических потерь | Khối lượng thất thoát cơ học | Volume Kehilangan Air Fisik | Volumen de pérdidas físicas | Volume di Perdite Tecniche | Volume de perdas reais | Fizikai veszteség mennyisége | حجم الفاقد الحقيقي | ปริมาณน้ำสูญเสียหลัก | Zapremina fizičkih gubitaka | 实際損失容量 | 实际损失水量 | 實際損失水量 | Volumul pierderilor reale | Obim fizičkih gubitaka
Real Loss Performance Indicators | Physical Loss Performance Indicators | 0 | Indicateurs de Performance des Pertes Réelles | Kennzahlen für die Realen Verluste | Показатели физических потерь | Các chỉ số vận hành thất thoát cơ học | Indikator Kinerja Kehilangan Air Fisik | Indicadores de gestión para las pérdidas reales | Indicatori Perdita Tecnica | Indicadores de Performance de perdas reais | Fizikai veszteség teljesítmény mutató | مؤشرات الأداء للفاقد الحقيقي | ตัวชี้วัดการดำเนินงานด้านน้ำสูญเสียหลัก | Indikatori performansi fizičkih gubitaka | 实際損失性能指標 | 实际损失水量性能指针 | 實際損失水量績效指標 | Indicatori de performanţă ai pierderilor reale | Pokazatelji fizičkih gubitaka
Apparent Loss Performance Indicators | Commercial Loss Performance Indicators | 0 | Indicateur de Performance des Pertes Apparentes | Kennzahlen für die Scheinbaren Verluste | Показатели коммерческих потерь | Các chỉ số vận hành thất thoát thương mại | Indikator Kinerja Kehilangan Air Non-Fisik | Indicadores de gestión para las pérdidas aparentes | Indicatori Perdita Commerciale | Indicadores de Performance de perdas aparentes | Kereskedelmi veszteség teljesítmény mutató | مؤشرات الأداء للفاقد التجاري | ตัวชี้วัดการดำเนินงานด้านน้ำสูญเสียเชิงพาณิชย์ | Indikatori performansi finansijskih gubitaka | 表觀損失性能指標 | 表观损失水量性能指针 | 表面損失水量績效指標 | Indicatori de performanţă ai pierderilor aparente | Pokazatelji komercijalnih gubitaka
Financial Performance Indicators | Financial Performance Indicators | 0 | Indicateurs de Performance Financiers | Finanzielle Kennzahlen | Финансовые показатели | Các chỉ số vận hành tài chính | Indikator Kinerja Keuangan | Indicadores financieros de gestión de pérdidas | Indicatori Finanziari | Indicadores de Performance financeira | Pénzügyi teljesítmény mutató | مؤشرات الأداء المالي | ตัวชี้วัดการดำเนินงานทางการเงิน | Indikatori finansijskih performansi | 财务性能指標 | 财务性能指针 | 財務績效指標 | Indicatori de performanţă financiară | Financijski pokazatelji
Performance Group | Performance Group | 0 | Groupes de Performance | Kategorie | Группа производственных показателей | Nhóm tác nghiệp | Penggolongan Kinerja | Grupo de desempeño | Gruppo di Prestazioni | Grupo de performance | Teljesítmény csoport | اداء المجموعة | กลุ่มผู้ดำเนินงาน | Grupa performansi | 性能組合 | 性能群组 | 績效群組 | Grupul de indicatori de performanţă | Kategorije uspješnosti
Developed Country Situation | Developed Country Situation | 0 | Pays Développés | Standard | Ситуация в развитых странах | Tình hình quốc gia phát triển | Situasi Negara Maju | País desarrollado | Condizione Paese Sviluppato | País Desenvolvido | Fejlett ország | وضع البلد المتطور | สถานการณ์ของประเทศที่พัฒนาแล้ว | Situacija u razvijenim zemljama | 发达国家状况 | 发达国家情况 | 已開發國家情況 | Situaţia din ţările dezvoltate | Situacija u razvijenim zemljama
Developing Country Situation | Developing Country Situation | 0 | Pays en Voie de Développement | Entwicklungs- länder | Ситуация в развивающихся странах | Tình hình quốc gia đang phát triển | Situasi Negara Sedang Berkembang | País en vías de desarrollo | Condizione Paese in Via di Sviluppo | País em Desenvolvimento | Fejlődő ország | وضع البلد النامي | สถานการณ์ของประเทศที่กำลังพัฒนา | Situacija u zemljama u razvoju | 发展中国家状况 | 发展中国家情况 | 開發中國家情況 | Situaţia din ţările în curs de dezvoltare | Situacija u zemljama u razvoju
Average Supply Time [h/day] | Average Supply Time [h/day] | 0 | Durée Moyenne d'Alimentation [h/jour] | Durchschnittliche Versorgungszeit [h/Tag] | Среднее время подачи [ч/день] | Thời gian cấp nước trung bình [h/ngày] | Jam Pelayanan Rata-rata [jam/hari] | Tiempo promedio de suministro [h/día] | Durata Media Erogazione [ore/giorno] | Tempo de abastecimento médio [h/dia] | Átlag szolgáltatási idő [h/nap] | معدل التزويد (ساعة\يوم) | เวลาจ่ายน้ำโดยเฉลี่ย (ชั่วโมง/วัน) | Prosečno vreme snavdevenosti [sati/dan] | 平均供水时间 [小時/日] | 平均每日供水时间 [小时/日] | 平均每日供水時間［小時／日］ | Timpul mediu de alimentare [ore/zi] | Prosječna snabdjevenost [sati/dan]
Average Pressure [m] | Average Pressure [m] | 0 | Pression Moyenne [m] | Durchschnittsdruck [m] | Среднее давление [м] | Áp lực trung bình [m] | Tekanan Rata-rata [m] | Presión promedio [m] | Pressione Media [m] | Pressão média [m] | Átlagnyomás [m] | معدل الضغط (م) | แรงดันน้ำเฉลี่ย (เมตร) | Prosečan pritisak [m] | 平均水压[米] | 平均水压 [米] | 平均水壓 [公尺] | Presiunea medie [m] | Prosječan pritisak [m]
CARL - Current Annual Volume of Real Losses [m3/day] | CAPL - Current Annual Volume of Physical Losses [m3/day] | 0 | VAPR Volume Annuel des Pertes Réelles | DJRV - Derzeitige Jährliche Reale Verluste [m3/Tag] | CAPL - Текущий Годовой Объем Физических Потерь [м3/день] | CAPL - Khối lượng nước thất thoát cơ học hiện tại hàng năm [m3/ngày] | CAPL - Volume Tahunan Kehilangan Air Fisik Saat Ini [m3/hari] | CAPL - Volumen actual anual de pérdidas reales [m3/día] | CAPL - Condizione Attuale Vol Perdite Tecniche [m3/g] | AAPF - Volume Anual Atual de Perdas Reais [m3/dia] | CAPL -Aktuális éves fizikai veszteség [m3/nap] | حجم الفاقدالحالي الحقيقي سنوياً (م3\يوم) | ปริมาณน้ำสูญเสียหลักในปัจจุบันรายปี (ลบ.ม./วัน) | CAPL- Aktuelna godišnja zapremina fizičkih gubitaka [m3/god] | CAPL - 当前的年度实质损失水量(立方米/天) | CAPL－目前具体年损失水量 [立方米/日] | CAPL－目前具體年漏水量 [m3/day] | CARL – Pierderile Reale Anuale Curente [m3/zi] | TGFG - Tekući godišnji fizički gubici [m3/dan]; eng. CAPL ili CARL
UARL - Unavoidable Annual Real Losses [m3/day] | MAPL - Minimum Achievable Volume of Physical Losses [m3/day] | 0 | VMPR Volume Minimum Atteignable des Pertes Réelles | UJRV - Unvermeidbare Jährliche Reale Verluste [m3/Tag] | MAPL - Мин. Достижимый Объем Физических Потерь [м3/день] | MAPL - Khối lượng thất thoát cơ học tối thiểu có thể đạt được [m3/ngày] | MAPL - Volume Minimum Kehilangan Air Fisik Yang Dapat Dicapai [m3/hari] | MAPL - Pérdidas reales anuales inevitables [m3/día] | MAPL - Minimo Raggiungibile Vol Perdite Tecniche [m3/g] | MAPF - Volume Mínimo Atingível de Perdas Reais [m3/dia] | MAPL – Elérhető legkisebb fizikai veszteség [m3/nap] | الحد الادنى لحجم الفاقد الحقيقي المتحقق سنوياً (م3\يوم) | ปริมาณขั้นต่ำของน้ำสูญเสียหลักที่แก้ไขได้ (ลบ.ม./วัน) | MAPL- Minimalna ostvariva zapremina fizičkih gubitaka [m3/god] | MAPL - 不可避免的年度实质损失水量(立方米/天) | MAPL－最小可行之实际损失水量 [立方米/日] | MAPL－最小可行之實際漏水量 [m3/day] | UARL – Pierderile Reale Anuale Inevitabile [m3/zi] | MOFG - Minimalni ostvarivi (neizbježni) fizički gubici [m3/dan]; eng. MAPL ili UARL
Litres per Connection per Day (w.s.p.) w.s.p.: when the system is pressurised - this means the value is already corrected in the case of intermittent supply | Liters per Connection per Day (w.s.p.) w.s.p.: when the system is pressurized - this means the value is already corrected in the case of intermittent supply | 0 | Litres par Branchement par Jour (r.s.p) r.s.p. : quand le réseau est sous pression - i.e. la valeur est déjà corrigée en cas d'alimentation discontinue | Liter pro Hausanschluss pro Tag | Литры на отводящую линию в сутки (к.с.н.): (когда система под напором) - т.е. объем уже откорректирован при периодической подаче | Lít/đấu nối/ngày (w.s.p: khi hệ thống được điều áp - điều này có nghĩa là giá trị đã được chỉnh sửa trong trường hợp cấp nước gián đoạn) | Liter per Sambungan per Hari (w.s.p) w.s.p : saat jaringan bertekanan - artinya nilainya sudah disesuaikan/dikoreksi untuk suplai intermittent | Litros por conexión por día (c.s.p.) c.s.p.: cuando el sistema esta presurizado. Esto significa que el valor ya está corregido en el caso de sistemas intermitentes | Litri per Allacciamento al Giorno (s.p.) s.p. sistema in pressione - significa valore corretto nel caso di erogazione parziale | Litros por ligação por dia (q.s.p.) q.s.p.: quando o sistema está pressurizado - isto significa que o valor já está corrigido no caso de intermitência no abastecimento | Liter/csatlakozás/nap (ny.a) – amikor a rendszer nyomás alatt van (a szakaszos szolgáltatással korrigálva) | ليتر لكل وصله باليوم عندما تكون الشبكة مضغوطة هذا يعني أن القيمة معدله لوضع الضخ المتقطع | ลิตร/ราย/วัน (w.s.p.) เมื่อเพิ่มความดันในระบบ หมายความว่าค่าน้ำสูญเสียถูกต้องแล้ว (ในกรณีมีการจ่ายน้ำเป็นเวลา) | Litara po priključnoj vezi na dan (kjspp) (kada je sistem pod pritiskom)-to znači da je vrednost već korigovana u slučaju prekida u snabdevanju | 公升/户/天 (w.s.p) w.s.p.: 当系统处在加压情况下 : 数据是依循间歇性供水情况作出调整 | 升/接户管/日 (加压状况下) 加压状况下：当供水系统在加压状况下，表示当间歇供水时该值已做了修正 | 公升/接管/日（加壓狀況下） 加壓狀況下：當供水系統在加壓狀況下，表示當間歇供水時該值已作了修正 | Litri pe branşament pe zi (p.a.a.) p.a.a.: când sistemul este sub presiune – aceasta semnifică că valoarea este deja corectată în cazul de alimentare intermitentă | Litara po priključku na dan (k.s.p.p.) k.s.p.p.: kad je sistem pod pritiskom - ovo znači da je vrijednost već ispravljena u slučaju prekida u snabdijevanju
Litres per Connection per Day per meter Pressure (w.s.p.) | Liters per Connection per Day per meter Pressure (w.s.p.) | 0 | Litres par Branchement par Jour et par Mètre de Pression (r.s.p.) | Liter pro Hausanschluss pro Tag pro Meter Druck | Литры на отводящ. линию в сутки на 1м. напора (к.с.н.) | Lít/đấu nối/ngày/ áp lực đồng hồ (w.s.p) | Liter per Sambungan per Hari per meter Tekanan (w.s.p) | Litros por conexión por día por metro de presión (c.s.p.) | Litri per Allacciamento al Giorno per metro Pressione (s.p.) | Litros por ligação por dia por metro de pressão (q.s.p.) | Liter/csatlakozás/nap/m (nyomás) (ny.a) | ليتر لكل وصله باليوم لكل عداد | ลิตร/ราย/วัน/มาตรวัดน้ำที่มีแรงดันน้ำ | Litara po priključnoj vezi na dan po metru pritiska (kjspp) | 公升/戶/天/米水压 (w.s.p) | 升/接户管/日/公尺水压 (加压状况下) | 公升/接管/日/公尺水壓（加壓狀況下） | Litri pe branşament pe zi pe metru de presiune (p.a.a.) | Litara po priključku na dan po metru pritiska (k.s.p.p.)
Infrastructure Leakage Index (ILI) | Infrastructure Leakage Index (ILI) | 0 | Index Structurel de Fuites (ISF) | Infrastructure Leakage Index (ILI) | Индекс утечки в инфраструктуре (ИУИ) | Chỉ số rò rỉ hạ tầng (ILI) | Indeks Kebocoran Infrastruktur (ILI) | Índice de fugas estructural (IFE) | Indice Perdita Infrastruttura (ILI) | Índice Infra-estrutural de Perdas (IIE) | Infrastruktúra szivárgási index (ILI) | مؤشر التسرب للشبكه (م ت ش) | ดัชนีสูญเสียของสาธารณูปโภค | Infrastukturni Indeks Curenja (ILI) | 基本设施漏失指数 (ILI) | 漏损指数 (ILI) | 設施漏水指標 (ILI) | Indicele de pierderi în infrastructură (ILI) | Indeks curenja u infrastrukturi (ICI); eng. ILI
Apparent Losses expressed in % of Authorised Consumption | Commercial Losses expressed in % of Authorized Consumption | 0 | Pertes Apparentes exprimées en % de la Consommation Autorisée | Scheinbare Verluste in % des Wasserverbrauches | Коммерческие потери в % от санкционированного потребления | Thất thoát thương mại tính theo % của Tiêu thụ hợp pháp | Kehilangan Air Fisik dinyatakan dalam % dari Konsumsi Resmi | Pérdidas aparentes (comerciales) expresadas como % del consumo autorizado | Perdite Commerciali espresse in % di Consumo Autorizzato | Perdas Comerciais expressa em % do Consumo Autorizado | Kereskedelmi veszteség a jogosult fogyasztás %-ban | الفواقد التجاريه بصيغه النسبه المئويه%من الاستهلاك المسموح به | น้ำสูญเสียเชิงพาณิชย์ คิดเป็น % ของน้ำที่ใช้อย่างถูกต้อง | Komercijalni gubici iskazani u % od legalne potrošnje | 表觀損失 （以许可用户用水量的百分比計算） | 表观损失水量（以占授权用水量之％来表示的表观损失水量） | 表面損失水量（以占合法取水量之％來表示） | Pierderi aparente exprimate în % din consumul autorizat | Komercijalni gubici izraženi kao % ovlaštene potrošnje
Volume of Non-Revenue Water expressed in % of System Input Volume | Volume of Non-Revenue Water expressed in % of System Input Volume | 0 | Volume de l'Eau Non Vendue en % du Volume Introduit | Volumen der nicht in Rechnung gestellten Wassermenge in % der Systemeinspeisung | Объем водоснаб., не принос. доход, в % от объема воды, подаваемой в систему | Lượng Nước thất thu tính theo % của Lưu lượng đầu vào hệ thống | Volume Air Tak Berekening dinyatakan dalam % dari Volume Input Sistem | Volumen de agua no facturada expresado como % del volumen de entrada al sistema | Volume di Mancata Vendita Acqua in % del Volume Immesso nel Sistema | Volume de água não faturada expressa em % do volume de entrada no sistema | Bevételt nem hozó mennyiség a betáplált mennyiség %-ban | حجم المياه المفقوده بصيغه النسبه المئويه%من حجم المياه الداخله للشبكه | ปริมาณน้ำที่ไม่ก่อให้เกิดรายได้ คิดเป็น % ของปริมาณ น้ำผลิตรวม | Zapremina nefakturisane vode iskazana u % od zapremine ulaza u sistem | 無收益水量（以系统输入水量的百分比計算） | 未得到收入用水量（以占系统进水量之％来表示的未得到收入用水量） | 無計費水量（以占系統載入量之％來表示） | Volumul de apă nefacturată exprimat în % din volumul de apă intrat în sistem | Količina neobračunate vode izražena kao % ulazne količine vode u sistem
Value of Non-Revenue Water expressed in % of Annual Operating Cost | Value of Non-Revenue Water expressed in % of Annual Operating Cost | 0 | Eau Non Vendue exprimée en % des Coûts Annuels d'Exploitation | Monetärer Wert der nicht in Rechnung gestellten Wassermenge in % der Betriebskosten | Стоимость водоснаб., не принос. доход, в % от ежегодных операционных расходов | Giá trị Nước thất thu tính theo % Chi phí vận hành hàng năm | Nilai Air Tak Berekening dinyatakan dalam % dari Biaya Operasional Tahunan | Valor del agua no facturada expresado como % de los costos anuales de operación | Valore di Mancata Vendita Acqua in % del Costo Annuale di Esercizio | Valor da água não faturada expressa em % do custo operacional anual | Bevételt nem hozó mennyiség az éves működési költség %-ban | قيمه المياه المفقوده بصيغه النسبه المئويه%من تكلفه التشغيل السنويه | มูลค่าของน้ำที่ไม่ก่อให้เกิดรายได้ คิดเป็น % ของต้นทุน ค่าดำเนินการรายปี | Vrednost nefakturisane vode iskazana u % od Godišnjeg operativnog fonda | 無收益水成本比率（根据占年運營費的百分比計算） | 未得到收入用水量之价值（以占年度操作成本之％来表示的未得到收入用水量之价值） | 無計費水量之價值（以占年度操作成本之％來表示） | Volumul de apă nefacturată exprimat în % din costurile operaţionale anuale | Vrijednost neobračunate vode izražena kao % godišnjih operativnih troškova
Distribution and Transmission Mains | Distribution and Transmission Mains | 0 | Réseaux de Distribution et de Transport | Haupt und Verteilungsleitungen (ohne Hausanschlüsse) | Распред. и транспорт. Трубопроводы | Đường ống chuyển tải và phân phối | Pipa Distribusi dan Transmisi | Redes de distribución y transmisión | Condotte di Trasporto e di Distribuzione | Redes de distribuição e adutoras | Elosztó és szállító hálózat | الخطوط التوزيعيه والناقله | ท่อเมนส่งและจ่ายน้ำ | Disttributivni i tranzitni glavni cevovodi | 配水和輸水管道 | 输配水干管 | 輸配水幹管 | Conducte de distribuţie şi transport | Distributivni i transportni cjevovodi
Service Connections | Service Connections | 0 | Branchements | Hausanschlussleitungen | Отводящие линии | Đấu nối dịch vụ | Pipa Dinas | Acometidas | Allacciamenti di utenza | Ramais prediais | Fogyasztói csatlakozások | وصلات الخدمات | จุดเชื่อมต่อเข้าอาคาร | Potrošačke veze | 接驳用戶 | 用户接管 | 用戶接管 | Branşamente | Priključci
Description | Description | 0 | Description | Beschreibung | Характеристика | Mô tả | Deskripsi | Descripción | Descrizione | Descrição | Leírás | الوصف | คำบรรยาย (ลักษณะ) | Opis | 描述 | 叙述 | 敘述 | Descrierea | Opis
Length [km] | Length [km] | 0 | Longueur [km] | Länge [km] | Длина [км] | Chiều dài [km] | Panjang [km] | Longitud [km] | Lunghezza [km] | Comprimento [km] | Hossz [km] | الطول(كلم) | ความยาว (กม.) | Dužina [km] | 长度[公里] | 长度 ［公里］ | 長度 ［公里］ | Lungimea [km] | Dužina [km]
Number | Number | 0 | Nombre | Anzahl | Количество | Số | Jumlah | Número | Numero | Número | Darab | الرقم | จำนวน | Broj | 数目 | 数目 | 數目 | Numărul | Broj
Total [km] | Total [km] | 0 | Total [km] | Gesamt [km] | Общая длина [км] | Tổng [km] | Total [km] | Total [km] | Totale [km] | Total [km] | Összesen [km] | الكلي(كلم) | ยอดรวม (กม.) | Ukupno [km] | 总数（公里） | 总计［公里］ | 總計［公里］ | Total [km] | Ukupno [km]
Possible underestimation | Possible underestimation | 0 | Sous-estimation possible | Mögliche zusätzliche Leitungslänge [%] | Возможное занижение показателей | ước tính thấp có thể có | Kemungkinan di Bawah Taksiran | Posible subestimación | Sottovalutazione stimata | Submedição estimada | Lehetséges alá becslés | التقدير الاقل المحتمل | การประเมินต่ำกว่าความจริงที่อาจเกิดขึ้น | Moguća greška manjeg očitavanja | 可能低估 | 可能之低估值 | 可能之估計值 | Posibilă subestimare a indicatiilor contorului | Eventualno umanjena dužina [%]
Pipe Length [km] | Pipe Length [km] | 0 | Longueur de Conduites [km] | Leitungslänge [km] | Протяженность трубы [км] | Chiều dài đường ống [km] | Panjang Pipa [km] | Longitud de tubería [km] | Lunghezza condotte [km] | Comprimento da tubulação [km] | Csőhossz [km] | طول المواسير(كلم) | ความยาวท่อ (กม.) | Dužina cevovoda [km] | 管長（公里) | 管线长度［公里］ | 管線長度［公里］ | Lungimea conductei [km] | Dužina cjevovoda [km]
Minimum | Minimum | 0 | Minimum | Minimum | минимум | Tối thiểu | Minimum | Mínimo | Minimo | Mínimo | Minimum | الحد الادنى | ต่ำสุด | Minimum | 最高 | 最小值 | 最小值 | Minimum | Minimum
Maximum | Maximum | 0 | Maximum | Maximum | максимум | Tối đa | Maksimum | Máximo | Massimo | Máximo | Maximum | الحد الاعلى | สูงสุด | Maksimum | 最低 | 最大值 | 最大值 | Maximum | Maksimum
Best Estimate | Best Estimate | 0 | Estimation Retenue | Wahrscheinlichster Wert | Наилучшая оценка | Ước tính tốt nhất | Estimasi Terbaik | Mejor estimación | Migliore Stima | Melhor estimativa | Legvalószínűbb | افضل تقدير | การประมาณการที่ดีที่สุด | Najverovatnije | 最佳估计 | 最佳估计值 | 最佳估計值 | Cea mai bună estimare | Najbolja procjena
Number of Connections of Registered Customers Note: this figure is most likely (a little bit) less than the number of customers | Number of Connections of Registered Customers Note: this figure is most likely (a little bit) less than the number of customers | 0 | Nombre de Branchements de Consommateurs Enregistrés Note : ce nombre est en général (légèrement) inférieur au nombre de consommateurs | Anzahl der Hausanschlüsse | Количество врезок зарегистрированных потребителей Примечание: эта цифра скорее всего (немного) ниже, чем количество потребителей | Số đấu nối khách hàng đăng ký. Lưu ý: con số này nhiều khả năng thấp hơn (một chút) so với số khách hàng | Jumlah Sambungan Pelanggan Terdaftar Catatan: angka ini biasanya lebih kecil daripada jumlah pelanggan | Número de conexiones de los usuarios registrados Nota: este valor es muy probable que sea (un poco) menor que el numero de usuarios | Numero Allacciamenti Clienti Registrati Nota: numero minore, con buona probabilità, al numero clienti | Número de ligações de clientes registrados Nota: este número é geralmente (ligeiramente) menor que o número de clientes | Nyilvántartott fogyasztói csatlakozások száma. Megj.: feltétlenül kevesebb (kicsivel), mint a fogyasztók száma | عدد الوصلات للمشتركين المسجلين ملاحظه : هذه القيمة قد تكون أقل بقليل من عدد المشتركين | จำนวนผู้ใช้น้ำที่ลงทะเบียนการใช้น้ำ ยเหตุ : ตัวเลขนี้เป็นไปได้ที่จะน้อยกว่าจำนวนลูกค้า (เล็กน้อย) | Broj priključnih veza registrovanih potrošača Napomena: ovaj broj je manji od broja potrošača | 登記接驳用戶數目(注意:这个数字通常小于用水客户) | 注册用户之接户管数 注意：本数目非常有可能小（些许）于用户数 | 登記用戶之接管數 注意：本數目非常有可能小（些許）於用戶數 | Numărul de branşamente ale consumatorilor înregistraţi Notă: este foarte probabil ca această cifră să fie (puţin) mai mică decât numărul de consumatori | Broj priključaka registriranih potrošača Napomena: ovaj broj je najvjerovatnije (malo) manji od broja potrošača
Estimated Number of Illegal Connections | Estimated Number of Illegal Connections | 0 | Nombre Estimé de Branchements Illégaux | Geschätzte Anzahl Illegaler Hausanschlüsse | Расчетное количество нелегальных врезок | Ước tính con số đấu nối bất hợp pháp | Estimasi Jumlah Sambungan Ilegal | Número estimado de conexiones clandestinas | Stima Numero Allacciamenti Illegali | Número estimado de ligações clandestinas | Illegális csatlakozások becsült száma | عدد الوصلات الغير القانونية المقدرة | ตัวเลขโดยประมาณของผู้ลักลอบใช้น้ำ | Očekivani broj nelegalnih priključaka | 非法接驳用戶數目 | 非法接户管之估计数量 | 非法接管之估計數量 | Numărul estimat al conexiunilor / branşamentelor ilegale | Procijenjeni broj nelegalnih priključaka
Number of Connections | Number of Connections | 0 | Nombre de Branchements | Anzahl der Hausanschlüsse | Количество врезок | Số đấu nối | Jumlah Sambungan | Número de conexiones | Numero di Allacciamenti | Número de ligações | Csatlakozások száma | عدد الوصلات | จำนวนผู้ใช้น้ำ | Broj priključaka | 接驳用戶數目 | 接户管数量 | 接管數量 | Numărul de branşamente | Broj priključaka
Average Length of Service Connection from Property Boundary to Customer Meter [meter] | Average Length of Service Connection from Property Boundary to Customer Meter [meter] | 0 | Longueur Moyenne des Branchements depuis la Limite de Propriété au Compteur [m] | Durchschnittliche Länge des Teilstückes der Hausanschlussleitung von der Grundstücksgrenze bis zum Zähler [m] | Средняя длина отводящих линий от границы собственности до водомера потребителя [метр] | Chiều dài trung bình của đấu nối dịch vụ từ ranh giới khu đất ở cho tới đồng hồ khách hàng [m] | Rata-rata Panjang Pipa Dinas dari Batas Persil Pelanggan ke Meter Pelanggan [meter] | Longitud promedio de la acometida desde el limite de la propiedad hasta el medidor de consumos [metros] | Estensione media di Allacciamento da Limite Proprietà a Contatore [metri] | Comprimento médio do ramal predial do limite da propriedade até hidrômetro [metro] | Csatlakozó vezeték átlagos hossza a telekhatár és a mérő között [m] | معدل طول ماسوره الوصله من حدود الارض الى عداد المياه (م) | ความยาวของท่อบริการโดยเฉลี่ยจากท่อจ่ายน้ำถึงมาตรผู้ใช้น้ำ (เมตร) | Prosečna dužina potrošačke veze od granice imanja do potrošačkog vodomera [m] | 平均接驳用戶接驳水管管長（米）- 由房屋限界至水表 | 房屋边界至用户水表之用户内线平均长度［公尺］ | 房屋邊界至用戶水錶之用戶內線平均長度［公尺］ | Lungimea medie a branşamentelor de la frontiera de proprietate până la contorul consumatorului [metri] | Prosječna dužina priključka od granice posjeda do potrošačkog brojila [metar]
Total Length of Service Connections from Property Boundary to Customer Meter [kilometre] | Total Length of Service Connections from Property Boundary to Customer Meter [kilometer] | 0 | Longueur Totale des Branchements depuis la Limite de Propriété au Compteur [km] | Gesamtlänge aller Teilstücke der Hausanschlussleitungen von der Grundstücksgrenze bis zum Zähler [km] | Общая длина отводящих линий от границы собственности до водомера потребителя [км] | Tổng chiều dài đấu nối dịch vụ: từ ranh giới khu đất ở cho tới đồng hồ khách hàng [km] | Total Panjang Pipa Dinas dari Batas Persil Pelanggan ke Meter Pelanggan [kilometer] | Longitud total de las acometidas desde el limite de la propiedad hasta el medidor de consumos [km] | Totale Lunghezza Allacciamenti da Limite Proprietà a Contatore [chilometri] | Comprimento total dos ramais prediais do limite da propriedade até hidrômetro [metro] | Csatlakozó vezetékek összes hossza a telekhatár és a mérő között [km] | معدل طول ماسوره الوصله من حد الارض الى عداد المياه (كلم) | ความยาวรวมของท่อบริการทั้งหมดจากท่อจ่ายน้ำถึงมาตรผู้ใช้น้ำ (กิโลเมตร) | Ukupna dužina potrošačke veze od granice imanja do potrošačkog vodomera [km] | 接驳用戶接驳水管總管長（公里）- 由房屋限界至水表 | 房屋边界至用户水表之用户内线总长度［公里］ | 房屋邊界至用戶水錶之用戶內線總長度［公里］ | Lungimea totală a branşamentelor de la frontiera de proprietate până la contorul consumatorului [metri] | Ukupna dužina priključaka od granice posjeda do potrošačkog brojila [kilometar]
Average Pressure | Average Pressure | 0 | Pression Moyenne | Durchschnittlicher Druck | Среднее давление | Áp lực trung bình | Tekanan Rata-rata | Presión promedio | Pressione Media | Pressão média [m] | Átlagnyomás | معدل الضغط | แรงดันน้ำโดยเฉลี่ย | Prosečan pritisak | 平均水壓 | 平均水压 | 平均水壓 | Presiunea medie | Prosječan pritisak
Intermittent Supply | Intermittent Supply | 0 | Alimentation Non Permanente | Nicht-Kontinuierliche Versorgung | Периодическая подача | Cấp nước gián đoạn | Suplai Intermittent | Suministro intermitente | Erogazione Non Continua | Abastecimento intermitente | Szakaszos szolgáltatás | التزويد المتقطع | การจ่ายน้ำเป็นเวลา | Isprekidano snabdevanje | 間斷供水 | 间歇供水 | 間歇供水 | Alimentare intermitentă | Prekidi u snabdijevanju
Area | Area | 0 | Zone | Gebiet | Участок | Khu vực | Area | Área | Area | Área | Terület | المساحة | พื้นที่ | Zona | 地區 | 区域 | 區域 | Suprafaţa | Područje
Approximate Number of Connections | Approximate Number of Connections | 0 | Nombre Approximatif de Branchements | Ungefähre Anzahl Hausanschluss-leitungen | Приблизительное количество врезок | Số đấu nối (xấp xỉ) | Perkiraan Jumlah Sambungan | Número aproximado de conexiones | Numero Stimato Allacciamenti | Número de ligações aproximado | Csatlakozások száma – körülbelül | عدد الوصلات التقديري | จำนวนผู้ใช้น้ำโดยประมาณ | Približan broj veza | 大概接驳用戶數目 | 接户管数量之近似值 | 接管數量之近似值 | Numărul aproximativ de branşamente | Približan broj priključaka
Daily Average Pressure [m] | Daily Average Pressure [m] | 0 | Pression Moyenne Journalière [m] | Durchschn. Druck [m] | Среднесуточное давление [м] | Áp lực trung bình hàng ngày [m] | Tekanan Rata-rata Harian [m] | Presión promedio diaria [m] | Pressione Media Giornata [m] | Pressão média diária [m] | Napi átlag-nyomás [m] | معدل الضغط اليومي (م) | แรงดันน้ำเฉลี่ยรายวัน | Dnevni prosečan pritisak [m] | 平均每天水壓（米） | 日平均水压 ［公尺］ | 日平均水壓 ［公尺］ | Presiunea medie zilnică [m] | Prosječan dnevni pritisak [m]
Supply Time [days per week] | Supply Time [days per week] | 0 | Durée d'Alimentation [jours par semaine] | Versorgungs-zeit [Tage pro Woche] | Время подачи [дней в неделю] | Thời gian cấp nước [ngày/tuần] | Waktu Pelayanan [hari per minggu] | Periodo de suministro [días por semana] | Durata Erogazione [g/sett] | Tempo de abastecimento [dias por semana] | Szolgáltatási idő [nap/hét] | مده التزويد (يوم\اسبوع) | เวลาจ่ายน้ำ (วันต่อสัปดาห์) | Vreme snabdevenosti [dana/nedelji] | 每星期供水天數 | 每周供水日数 ［日／周］ | 每週供水日數 ［日／週］ | Timpul de alimentare [zile pe săptămână] | Snabdjevenost vodom [dana sedmično]
Supply Time [hours per day] | Supply Time [hours per day] | 0 | Durée d'Alimentation [heures par jour] | Versorgungs-zeit [Stunden pro Tag] | Время подачи [часов в день] | Thời gian cấp nước [h/ngày] | Jam Pelayanan [jam per hari] | Periodo de suministro [horas por día] | Durata Erogazione [ore/g] | Tempo de abastecimento [horas por dia] | Szolgáltatási idő [h/nap] | مده التزويد (ساعة\يوم) | เวลาจ่ายน้ำ (ชั่วโมงต่อวัน) | Vreme snabdevenosti [sati/dan] | 每日供水小時 | 每日供水时数 ［小时／日］ | 每日供水時數 ［小時／日］ | Timpul de alimentare [ore pe zi] | Snabdjevenost vodom [sati dnevno]
Average Daily Supply Time [hours] | Average Daily Supply Time [hours] | 0 | Durée Moyenne d'Alimentation Quotidienne [heures] | Durchschnittliche Versorgungszeit [h] | Среднесуточное время подачи [час] | Thời gian cấp nước trung bình hàng ngày [h] | Jam Pelayanan Rata-rata [jam] | Periodo promedio diario de suministro [horas] | Durata Erogazione Giorno Medio [ore] | Tempo de abastecimento médio diário [horas] | Átlag napi szolgáltatási idő [h] | معدل التزويد اليومي (ساعة) | เวลาจ่ายน้ำรายวันโดยเฉลี่ย (ชั่วโมง) | Prosečno dnevno vreme snabdevenosti [sati] | 平均每日供水小時 | 平均日供水时间［小时］ | 平均日供水時間［小時］ | Timpul mediu zilnic de alimentare [ore] | Prosječna dnevna snabdjevenost [sati]
Water Source | Water Source | 0 | Ressource / Station | Einspeisung | Источник водоснабжения | Nguồn nước | Sumber Air | Fuentes de suministro | Fonti Idriche | Fonte de água | Víz forrása | مصدر المياة | แหล่งน้ำ | Izvor vode | 水源 | 水源 | 水源 | Sursa de apă | Izvorište
System Input Volume [m3] | System Input Volume [m3] | 0 | Volume Total Introduit [m3] | Systemeinspeisung [m3] | V воды, подав-й в систему [м3] | Lưu lượng đầu vào hệ thống [m3] | Volume Input Sistem [m3] | Volumen de entrada al sistema [m3] | Volume Immesso Sistema [m3] | Volume de entrada no sistema [m3] | Betáplált mennyiség [m3] | حجم المياه الدالخله للشبكه (م3) | ปริมาณน้ำผลิตรวม (ลบ.ม.) | Ulazna količina sistema [m3/god] | 系统输入水量（立方米/年） | 系统进水量 [立方米] | 系統載入量 [m3] | Volumul de apă intrat în sistem [m3] | Ulazna količina vode u sistem [m3]
Financial Information | Financial Information | 0 | Informations Financières | Finanzielle Information | Финансовая информация | Thông tin tài chính | Informasi Keuangan | Información financiera | Informazioni Finanziarie | Informação financeira | Pénzügyi információ | المعلومات المالية | ข้อมูลทางด้านการเงิน | Finansijske informacije | 財務信息 | 财务信息 | 財務資訊 | Date financiare | Financijske informacije
Average Tariff | Average Tariff | 0 | Tarif Moyen | Durchschnittlicher Wasserpreis | Средний тариф | Giá nước trung bình | Tarif Rata-rata | Tarifa promedio | Tariffa media | Tarifa média | Átlagos díjszabás | معدل التعرفه | อัตราค่าน้ำเฉลี่ย | Prosečna cena | 平均水价 | 平均水价 | 平均水價 | Tariful mediu | Prosječna cijena vode
Variable Production and Distribution Cost (Marginal Cost of Water) | Variable Production and Distribution Cost (Marginal Cost of Water) | 0 | Coûts de Production et de Distribution | Variable Aufbereitungs- und Pumpkosten (Marginale Kosten) | Затраты на подкачку и отчистку (электричество и химические средства) | Chi phí sản xuất và phân phối | Biaya Produksi dan Distribusi | Costos variables de producción y distribución (costo marginal del agua) | Produzione Distribuzione Costo Variabile (Costo Marginale Acqua) | Custo variável de produção e distribuição (custo marginal da água) | Termelés és elosztás változó költsége (víz határköltsége) | تكلفه الانتاج والتوزيع (سعر المياه الهامشي) | ต้นทุนผันแปรของการผลิตและจ่ายน้ำ (ต้นทุนส่วนเพิ่มต่อหน่วย) | Varijabilna proizvodnja i koštanje distribucije (granična cena vode) | 变动生产成本和配水成本 | 变动制水及配水成本（水的边际成本） | 變動產水及配水成本（水的邊際成本） | Costuri variabile de producţie şi distribuţie (Costul Marginal al Apei) | Varijabilni troškovi proizvodnje i distribucije (granični troškovi vode)
per m3 | per m3 | 0 | par m3 | pro m3 | на м3 | /m3 | per m3 | por m3 | per m3 | por m3 | /m3 | لكل م3 | ต่อ ลบ.ม. | po m3 | 每立方米 | 每立方米 | 每 m3 | pe m3 | po m3
Currency | Currency | 0 | Devise | Währung | Валюта | Đơn vị tiền tệ | Mata Uang | Moneda | Moneta | moeda | Pénznem | العملة | อัตราแลกเปลี่ยน | Valuta | 货币 | 货币 | 貨幣 | Valuta | Valuta
Components of Non-Revenue Water to be valued at either (i) Average Tariff - if water could be sold or (ii) Production and Distribution Cost if a reduction of the NRW component would only lead to reduced System Input Volume. For Average Tariff enter 1, for Production and Distribution Cost enter 2. | Components of Non-Revenue Water to be valued at either (i) Average Tariff - if water could be sold or (ii) Production and Distribution Cost if a reduction of the NRW component would only lead to reduced System Input Volume. For Average Tariff enter 1, for Production and Distribution Cost enter 2. | 0 | Les composants de l'Eau Non Vendue sont évalués soit à partir (i) du Tarif Moyen si l'eau peut être vendue ou (ii) du Coût d'Exploitation si une réduction de l'ENV ne conduirait qu'à réduire le Volume Introduit. Pour le Tarif Moyen, entrez 1, pour le Coût d'Exploitation, entrez 2. | Der Wert der Komponenten der nicht in Rechnung gestellten Wassermenge kann entweder (i) der durchschnittliche Wasserpreis oder (ii) die Kosten für Aufbereitung und Pumpen sein. 1 für Wasserpreis, 2 für Produktionskosten. | Компоненты недоходного водоснабжения (НДВ), расчитыв-ся либо (i) по Средн. тарифу - если воду можно продавать, либо (ii) по Затратам на произв-во и реализ-ию, если сокращение компонента по НДВ приведет лишь к снижению V воды, подаваемой в систему. Для расчетов по Среднему тарифу ввести 1, по Затратам на произв. и реализ. ввести 2. | Các hợp phần của thất thu nước được định giá theo hai cách sau: (i) Giá nước trung bình - nếu bán được nước (ii) Chi phí sản xuất và phân phối nếu việc giảm thất thoát sẽ chỉ dẫn tới việc giảm Lưu lượng đầu vào hệ thống. Đối với Giá nước trung bình, ấn số 1; Đối với Chi phí sản xuất và phân phối, ấn số 2 | Komponen Air Tak Berekening yang harus dinilai apakah (i) Tarif rata-rata - jika dapat dijual atau (ii) Biaya Produksi dan Distribusi jika penurunan komponen ATR hanya akan menurunkan Volume Sistem Input. Untuk Tarif Rata-rata masukkan 1, untuk Biaya Produksi dan Distribusi masukkan 2. | Para la valoración de los componentes del agua no facturada se puede emplear: (i) Tarifa promedio, si el agua puede ser vendida, o (ii) Costos de producción y distribución, si la reducción del nivel de agua no facturada sólo llevara a reducir el volumen de entrada al sistema. Para la opción de tarifa promedio, digite 1. Para la opción de Costos de producción y distribución, digite 2. | Mancata Vendita di Acqua Valore (i) con Tariffa Media se vendibile (ii) con Costo Prod. Distr. Se riduzione di NRW conduce a riduzione di Volume Immesso Sistema. Per Tariffa Media immettere 1, per Prod.Distr. Immettere 2 | Componentes da água não faturada para serem valorados a partir (i) Tarifa Média - se a água puder ser vendida ou (ii) Custo de Produção e Distribuição - se a redução da componente de água não faturada levar apenas à redução do volume de entrada no sistema | A bevételt nem hozó víz értéke vagy (i) az Átlagos díj alapján – ha a víz eladásra kerülhetett volna, vagy (ii) a Termelés és elosztás költségei alapján – ha csak a betáplálás csökkenése mérsékelné. Írjon 1-t az Átlag díj; 2-t a Termelés- elosztás költsége szerinti módhoz! | عناصر المياه المفقودةيجب ان يتم تقيمهامن خلال : (1)معدل التعرفه إذاكانت المياه سلعه مباعه . (2)تكلفه الإنتاج والتوزيع إذا كان خفض الفاقد يؤدي إلى تخفيض حجم المياه الداخلة للشبكه. لمعدل التعرفه ادخل (1) لمعدل تكلفه الانتاج والتوزيع ادخل (2). | การหามูลค่าขององค์ประกอบของน้ำที่ไม่ก่อให้เกิดรายได้ทำได้ โดยอย่างใดอย่างหนึ่ง คือ (1) อัตราค่าน้ำเฉลี่ยถ้าสามารถขายน้ำ ได้ หรือ (2) ต้นทุนการผลิตและจ่ายน้ำ หากการลดปริมาณน้ำ ที่ไม่ก่อให้เกิดรายได้ ทำให้ปริมาณน้ำผลิตรวมลดลง, สำหรับ อัตราค่าน้ำเฉลี่ย กด 1, สำหรับต้นทุนการผลิตและการจ่ายน้ำ กด 2 | Komponente Nefakturisane vode (NRW) će biti vrednovane na jedan od načina (i) Prosečna cena- ako voda može biti prodata ili (ii) Troškovima proizvodnje i distribucije ako bi redukcija NRW komponente samo vodila ka smanjenom Ulazu u sistem. Za prosečnu tarifu pritisnite 1, za troškove proizvodnje i distribucije pritisnite 2 | 無收益水各成分的评价按照以下 ：1 按平均水价計算，假设水能够售出；或者2,如果无收益水的各个组成部分只是导致系统配水量的减少,则按照生产成本和配水成本计算。 | 未得到收入用水量之成分可以以下方式计价(i)平均水价（假定水被售出），或(ii)制水和配水成本（如果未得到收入用水量的降低仅导致系统进水量降低）。选取平均水价者，请进入１；选取制水或配水成本者，请进入２。 | 無計費水量之成分可以以下方式計價(i)平均水價（假定水被售出），或(ii)產水或配水成本（如果無計費水量之降低僅導致系統載入量減少）。選取平均水價者，請進入１；選取產水或配水成本者，請進入２。 | Componentele apei nefacturate vor fi evaluate pe baza (i) Tarifului Mediu - dacă apa poate fi comercializată sau (ii) Costului de Producţie şi Distribuţie dacă o reducere a componentei apei nefacturate (NRW) va duce doar la scăderea Volumului de apă care intră în sistem. Pentru estimare pe baza Tarifului Mediu introduceţi 1 iar pentru estimare pe baza Costului de Producţie şi Distribuţie introduceţi 2. | Komponente neobračunate vode odrediti ili (i) kroz prosječnu cijenu - ako se voda može prodati ili (ii) kroz troškove proizvodnje i distribucije ako bi smanjenje komponenata neobračunate vode dovelo samo do smanjenja ulazne količine vode u sistem. Prosječnu cijenu unesite pod 1, a troškove proizvodnje i distribucije pod 2.
NRW Component | NRW Component | 0 | Composant de l'ENV | Komponente der nicht in Rechnung gestellten Wassermenge | Компонент НДВ | Hợp phần NRW | Komponen Air Tak Berekening | Componente del agua no facturada | Componente NRW | Componente de ANF | Bevételt nem hozó komponens | عناصر المياه المفقوده | ส่วนประกอบของน้ำที่ไม่ก่อให้เกิดรายได้ | Komponente Nefakturisane vode (NRW) | 無收益供水的成分构成 | 未得到收入用水量成分 | 無計費水量成分 | Apa nefacturată (NRW) | Komponente neobračunate vode
Annual Value | Annual Value | 0 | Annual Value | Jährlicher Wert (Kosten) | Annual Value | Giá trị hàng năm | Annual Value | Annual Value | Annual Value | Valor Anual | Annual Value | Annual Value | มูลค่ารายปี | Jednogodišnja vrednost | 年度价值 | 年度价值 | 年度價值 | Valoarea anuală | Godišnja vrijednost
Total Value of NRW | Total Value of NRW | 0 | Montant Total de l'ENV | Theoretischer Wert (Kosten) der nicht in Rechnung gestellten Wassermenge | Общая стоимость НДВ | Tổng giá trị NRW | Nilai Total Air Tak Berekening | Valor total del agua no facturada | Valore Totale di NRW | Valor total de ANF | Bevételt nem hozó összértéke | قيمه المياه المفقوده | มูลค่ารวมของน้ำที่ไม่ก่อให้เกิดรายได้ | Ukupna vrednost Nefakturisane vode (NRW) | 無收益水總价值 | 未得到收入用水量之总价值 | 無計費水量之總價值 | Valoarea totală a apei nefacturate (NRW) | Ukupna vrijednost neobračunate vode
Annual Operating Cost (without Depreciation) | Annual Operating Cost (without Depreciation) | 0 | Coût d'Exploitation Annuel (sans Amortissement) | Jährliche Betriebskosten (ohne Abschreibungen) | Ежегодные операционные расходы (без амортизации) | Chi phí vận hành hàng năm (không tính Khấu hao) | Biaya Operasional Tahunan (tanpa penyusutan) | Costos anuales de operación (sin depreciación) | Costo Annuale di Esercizio (senza Deprezzamento) | Custo operacional anual (sem depreciação) | Éves működési költség (értékcsökkenés nélkül) | تكلفه التشغيل السنوي (بدون قيمه الاستهلاك) | ต้นทุนการดำเนินการรายปี (ไม่รวมค่าเสื่อมราคา) | Godišnji operativni troškovi (bez amortizacije) | 年度運營成本（不包括折舊） | 年度操作成本（不含折旧） | 年度操作成本（不含折舊） | Cheltuieli de exploatare anuale (fără amortizare) | Godišnji operativni troškovi (bez amortizacije)
Bulk Water Supply (Export) | Bulk Water Supply (Export) | 0 | Distribution en Gros (Exportation) | Wasserexport | Общий объем водоснабжения (экспорт) | Cấp nước sỉ (xuất khẩu) | Suplai Air Curah (ekspor) | Agua en bloque (Exportada) | Volume Acqua Fornito (Export) | Venda de água por atacado (exportação) | Nagybani értékesítés (export) | كميه التزويد للمياه الخارجه (م3\سنويا | การจ่ายน้ำ แบบเหมารวม (การจำหน่าย) | Masovno snabdevanja (Export) | 批量供水（外输） | 批量供水（售出） | 躉售水量（售出） | Volumul total de apă furnizat (exportul) | Izvoz vode na veliko
[m3] | [m3] | 0 | [m3] | [m3] | м3 | [m3] | [m3] | [m3] | [m3] | [m3] | [m3] | م3\سنويا | (ลบ.ม.) | [m3/god] | 立方米/年 | [立方米] | [m3] | [m3] | [m3]
Estimated Number | Estimated Number | 0 | Nombre Estimé | Geschätzte Anzahl | Расчетное количество | Con số ước tính | Estimasi Jumlah | Numero estimado | Numero Stimato | Número estimado | Becsült db | العدد التقريبي | จำนวนโดยประมาณ | Očekivani broj | 估计数目 | 估计数 | 估計數 | Numărul estimat | Procijenjeni broj
Persons per House | Persons per House | 0 | Habitants par Maison | Personen pro Haus | Количество человек на дом | Số người/hộ gia đình | Jumlah orang per Rumah Tangga | Personas por vivienda | Persone Abitazione | Pessoas por residência | Fő/lakás | عدد الاشخاص لكل منزل | จำนวนคนต่อบ้าน | Osoba na sat | 每戶人數 | 每户人数 | 每戶人數 | Număr de persoane pe locuinţă | Osoba po domaćinstvu
Consumption [Litres/person/day] | Consumption [liters/person/day] | 0 | Consommation [litres/hab./jour] | Prokopf-Verbrauch [Liter/Person/Tag] | Потребление [литр/чел/день] | Tiêu thụ [l/người/ngày] | Konsumsi [liter/orang/hari] | Consumo [litros/persona/día] | Consumo [litri/persona/g] | Consumo [litros/pessoa/dia] | Fogyasztás [liter/fő/nap] | الاستهلاك (لتر\شخص\يوم) | การใช้น้ำ (ลิตร/คน/วัน) | Potrošnja [l/potr/dan] | 用水量（公升/人/天） | 每人每日用水量 [公升/人/日] | 每人每日用水量 ［公升/人/日］ | Consumul [litri/persoană/zi] | Potrošnja [litara/osoba/dan]
Total [m3] | Total [m3] | 0 | Total [m3] | Gesamt [m3] | Итого [м3] | Tổng [m3] | Total [m3] | Total [m3] | Totale [m3] | Total [m3] | Összesen [m3] | المجموع (م3) | ยอดรวม (ลบ.ม.) | Ukupno [m3/god] | 總量（立方米/年） | 总计 [立方米] | 總計 [m3] | Total [m3] | Ukupno [m3]
Consumption [Litres/connection/day] | Consumption [liters/connection/day] | 0 | Consommation [litres/branchement/jour] | Verbrauch [Liter/Hausanschluss/Tag] | Потребление [литр/отвод.линия/день] | Tiêu thụ [l/đấu nối/ngày] | Konsumsi [liter/sambungan/hari] | Consumo [litros/conexión/día] | Consumo [litri/allacciamento/g] | consumo [litros/ligação/dia] | Fogyasztás [liter/csatlakozás/nap] | الاستهلاك (لتر\وصله\يوم) | การใช้น้ำ (ลิตร/ราย/วัน) | Potrošnja [l/priklj/dan] | 用水（公升/接驳用戶/天） | 用水量 [升/接户管/日] | 用水量 ［公升/接管/日］ | Consumul [litri/branşament/zi] | Potrošnja [litara/priključak/dan]
Consumption [Litres/customer/day] | Consumption [liters/customer/day] | 0 | Consommation [litres/abonné/jour] | Verbrauch [Liter/Verbraucher/Tag] | Потребление [литр/потребитель/день] | Tiêu thụ [l/khách hàng/ngày] | Konsumsi [liter/pelanggan/hari] | Consumo [litros/usuario/día] | Consumo [litri/cliente/g] | Consumo [litros/cliente/dia] | Fogyasztás [liter/fogyasztó/nap] | الاستهلاك (لتر\مشترك\يوم) | การใช้น้ำ (ลิตร/ลูกค้า 1 ราย/วัน) | Potrošnja [l/potr/dan] | 用水（公升/戶/天） | 用水量 [公升/户/日] | 用水量 ［公升/戶/日］ | Consumul [litri/consumator/zi] | Potrošnja [litara/potrošač/dan]
Unauthorised Consumption [m3] | Unauthorized Consumption [m3] | 0 | Consommation Non Autorisée [m3] | Unzulässige Entnahme [m3] | Несанкционированное потребл-ие [м3] | Tiêu thụ bất hợp pháp [m3] | Konsumsi Tak Resmi [m3] | Consumo no autorizado [m3] | Consumo Non Autorizzato [m3] | Consumo não autorizado [m3] | Jogtalan fogyasztás [m3] | الاستهلاك غير المشروع (م3) | การใช้น้ำอย่างผิดกฎหมาย (ไม่ถูกต้อง) (ลบ.ม.) | Nelegalna potrošnja [m3/god] | 未许可用水量（立方米/年) | 未授权用水量 [立方米] | 非法取水量 [m3] | Consumul neautorizat [m3] | Neovlaštena potrošnja [m3]
Meter under-registration | Meter under-registration | 0 | Sous-Comptage des Compteurs | Kundenzähler-Abweichungen | Занижение показаний счетчика | Đăng ký dưới mức đồng hồ đo thực tế | Pencatatan Meter Lebih Rendah (meter under-registration) | Submedición | Sottoregistrazione contatore | Submedição | Mérő – regisztrálás alatt | تدني كفاءه التسجيل للعدادات | มาตรวัดน้ำที่ไม่ได้ลงทะเบียน | Manje registrovano na vodomeru | 水表失準(少于正确計量） | 注册水表负偏差 | 水錶負偏差 | Înregistrarea diminuată a datelor contorului | Brojilo registrira manje [%]
Estimated % of under-reading | Estimated % of under-reading | 0 | Estimation du Sous-comptage en % | Geschätzter % um den die Zähler zuwenig messen | Расчетный % занижения | % ước tính việc biên đọc đồng hồ thấp hơn thực tế | Estimasi % dari pembacaan lebih rendah | % estimado de submedición | Sottoregistrazione % stimata | % estimada de submedição | Elolvasás becsült %-a | النسبه % لتدني قراءه للعدادات | % โดยประมาณของการอ่านมาตรต่ำกว่าตัวเลขจริง | Procenjeni % manje registrovano na vodomeru | 估計水表少計量的幅度（百分之幾） | 读表误差估量％ | 讀錶負偏差之估計％ | % estimativ al diminuărilor | Procijenjeni % manjeg očitanja
Billed Metered Consumption (without Bulk Supply) | Billed Metered Consumption (without Bulk Supply) | 0 | Consommation Facturée Mesurée (hors Vente en Gros) | Wasserverbrauch (ohne Export) | Измеряемое потребление, на которое выставлен счет (без Общего объема подачи) | Tiêu thụ đo được có hoá đơn (không kể Cấp nước sỉ) | Konsumsi Bermeter Berekening (tanpa Suplai Air Curah) | Consumo facturado medido (sin agua en bloque) | Consumo Misurato Fatturato (senza Fornito) | Consumo faturado medido (sem venda por atacado) | Számlázott, mért fogyasztás (nagybani nélkül) | الاستهلاك المسجل (بدون قراءات المصادر) | น้ำผ่านมาตรที่เรียกเก็บเงิน (ไม่ได้จ่ายแบบเหมารวม) | Fakturisana merena potrošnja ( Bez Masovnog snabdevanja) | 据表收费用水（不含批量供水） | 计量收费用水量（不含批量供水） | 有水錶計量用水量（不含躉售水量） | Consumul măsurat cu contor şi facturat (fără export) | Obračunata izmjerena potrošnja (bez izvoza na veliko)
Metered Bulk Supply (Export) | Metered Bulk Supply (Export) | 0 | Vente en Gros (Export) | Gemessener Export | Измеряемый общий объем водоснабжения (экспорт) | Cấp nước sỉ đo được (xuất khẩu) | Suplai Air Curah Bermeter (ekspor) | Agua en bloque medida (Exportada) | Volume Fornito Misurato (Export) | Venda por atacado medida (exportação) | Mért nagybani eladás (export) | الاستهلاك المسجل للمصادر(خارج) | การจ่ายน้ำแบบเหมารวมผ่านมาตรวัดน้ำ (การจำหน่าย) | Merena Bulk Suply (export) | 据表批量供水（外输） | 计量批量供水（售出） | 有水錶計量之躉售水量（售出） | Volumul total contorizat (export) | Izmjereni izvoz na veliko
Unbilled Metered Consumption (without Bulk Supply) | Unbilled Metered Consumption (without Bulk Supply) | 0 | Consommation Mesurée Non Facturée (hors Vente en Gros) | Gemessener unentgeltlicher Verbrauch (ohne Export) | Неизмеряемое потребление, на которое выставлен счет (без Общего объема подачи) | Tiêu thụ có đồng hồ đo, không có hoá đơn (không kể Cấp nước sỉ) | Konsumsi Bermeter Tak Berekening (tanpa Suplai Air Curah) | Consumo no facturado medido (sin agua en bloque) | Consumo Misurato Non Fatturato (senza Fornito) | Consumo não faturado medido (sem venda por atacado) | Nem számlázott, mért fogyasztás (nagybani nélkül) | الاستهلاك الغير مسجل (بدون قراءات المصادر) | น้ำผ่านมาตรที่ไม่เรียกเก็บเงิน (ไม่ได้จ่ายแบบเหมารวม) | Nefakturisana merena potrošnja (bez Masovnog snabdevanja) | 据表不收费用水（不含批量供水） | 未收费计量用水量（不含批量供水） | 有水錶計量之不收費用水量（不含躉售水量） | Volumul contorizat nefacturat (fără export) | Neobračunata izmjerena potrošnja (bez izvoza na veliko)
Bulk Water Supply (Export) | Bulk Water Supply (Export) | 0 | Vente en Gros (Export) | Wasserexport | Общий объем водоснабжения (экспорт) | Cấp nước sỉ (Xuất khẩu) | Suplai Air Curah (ekspor) | Agua en bloque (Exportada) | Volume Acqua Fornito (Export) | Venda de água por atacado (exportação) | Nagybani értékesítés (export) | تزويد المصادر(خارج) | การจ่ายน้ำแบบเหมารวม (การจำหน่าย) | Masovno snabdevanje (Export) | 批量供水（外输） | 批量供水（售出） | 躉售水量（售出） | Volumul total furnizat (export) | Izvoz vode na veliko
Corrupt Meter Reading Practices | Corrupt Meter Reading Practices | 0 | Relevés Corrompus des Compteurs | Illegale Praktiken beim Zählerablesen | Коррупция при снятии показаний | Gian lận trong việc đọc đồng hồ | Kecurangan Bacaan Meter | Practicas inadecuadas de lectura de los medidores | Operazioni Lettura Errate | Práticas de leitura erradas | Hibás mérő leolvasási gyakorlat | اخطاء قراءه العدادات | การทุจริตในการอ่านมาตรวัดน้ำ | Praksa pogrešnih očitavanja vodomera | 读表作弊方法 | 计量窜改 | 計量竄改 | Cazuri de înregistrare eronată a contoarelor | Nepravilno očitavanje brojila
Data Handling Errors (Office) | Data Handling Errors (Office) | 0 | Erreurs de Manipulation des Données | Fehler im Rechnungswesen | Ошибки при обработке данных (офис) | Các lỗi xử lý dữ liệu (văn phòng) | Kesalahan Penanganan Data (kantor) | Errores en el manejo de los datos de lectura (Oficina) | Errori Elaborazione Dati (Ufficio) | Erros de manipulação de dados (escritório) | Adatkezelési hiba (irodai) | اخطاء نقل المعلومات (المكتب) | ความผิดพลาดจากการจัดการด้านข้อมูล (โดยทางสำนักงาน) | Greške rukovanja podacima (kancelarija) | 数据處理误差（辦公室） | 数据处理误差（办公室） | 資料處理誤差（辦公室） | Erori la procesarea datelor (birou) | Greške pri obradi podataka (u uredu)
m3/km mains per hour (w.s.p.) | m3/km mains per hour (w.s.p.) | 0 | m3/km de conduites et par heure (r.s.p.) | m3/h/km Leitungslänge | м3/км магистрали в час (к.с.н.) | m3 / km Chiều dài đường ống / h (w.s.p.) | m3/km pipa/jam | m3/km de red por hora (c.s.p.) | m3/km condotte per ora (s.p.) | m3/km rede por hora (q.s.p.) | m3/km fővezeték óránként (ny.a) | م3\كلم من الخط الرئيسي بالساعة | ลบ.ม./ท่อส่งน้ำ 1 กม./ชม. | m3/km cevovoda po satu (kada je sistem pod pritiskom) | 立方米/公里管道/小時 | 立方米/公里管线/小时（加压状况下） | 立方公尺/公里管線/小時（加壓狀況下） | m3/km de conducte pe oră (p.a.a.) | m3/km cjevovoda na sat (k.s.p.p.)
Unbilled Unmetered Consumption [m3] | Unbilled Unmetered Consumption [m3] | 0 | Consommation Non Mesurée Non Facturée [m3] | Nicht gemessener unentgeltlicher Verbrauch [m3] | Не измеряемое потребление, на которое не выставлен счет [м3] | Tiêu thụ không có đồng hồ, không có hoá đơn [m3] | Konsumsi Tak Bermeter Tak Berekening [m3] | Consumo no facturado no medido [m3] | Consumo Non Fatturato Non Misurato [m3] | Consumo não autorizado não faturado [m3] | Nem számlázott, nem mért fogyasztás [m3] | الاستهلاك الغير مسجل والغير موفوتر(م3) | น้ำไม่ผ่านมาตรและไม่เรียกเก็บเงิน (ลบ.ม.) | Nefakturisana nemerena potrošnja [m3/god] | 不据表不收费用水（立方米/年） | 未收费未计量用水量 [m3] | 無水錶計量不收費用水量 [m3] | Consumul nemăsurat nefacturat [m3] | Neobračunata neizmjerena potrošnja [m3]
Consumption [m3/day] | Consumption [m3/day] | 0 | Consommation [m3/jour] | Verbrauch [m3/Tag] | Потребление [м3/год] | Tiêu thụ [m3/ngày] | Konsumsi [m3/hari] | Consumo [m3/día] | Consumo [m3/g] | Consumo [m3/dia] | Fogyasztás [m3/nap] | الاستهلاك (م3\يوم) | การใช้น้ำ (ลบ.ม./วัน) | Potrošnja [m3/dan] | 用水（立法米/天） | 用水量 [m3/day] | 用水量 [m3/day] | Consumul [m3/zi] | Potrošnja [m3/dan]
Illegal Connections - domestic | Illegal Connections - domestic | 0 | Branchements Illégaux - Domestiques | Illegale Anschlüsse - Haushalte | Нелегальная врезка - бытовые | Đấu nối bất hợp pháp - sinh hoạt | Sambungan Ilegal - rumah tangga | Conexiones domesticas clandestinas | Allacciamenti Abusivi - domestici | Ligações clandestinas - residenciais | Illegális csatlakozások – háztartási | الوصلات غير القانونية- منزلياً | การลักลอบใช้น้ำ - ประเภทที่อยู่อาศัย | Nelegalni priključci- domaćinstva | 非法接驳用戶 - 生活用戶 | 非法接管－家庭用户 | 非法接管－家庭用戶 | Conexiuni / branşamente ilegale - casnice | Nelegalni priključci - domaćinstva
Illegal Connections - others | Illegal Connections - others | 0 | Branchements Illégaux - Autres | Illegale Anschlüsse - Andere | Нелегальная врезка - прочие | Đấu nối bất hợp pháp - những sử dụng khác | Sambungan Ilegal - lainnya | Otras conexiones clandestinas | Allacciamenti Abusivi - altri | Ligações clandestinas - outras | Illegális csatlakozások – egyéb | الوصلات غير القانونية- اخرى | การลักลอบใช้น้ำ - ประเภทอื่นๆ | Nelegalni priključci- ostali | 非法接驳用戶 - 其他 | 非法接管－其它 | 非法接管－其他 | Conexiuni / branşamente ilegale - altele | Nelegalni priključci - ostali
Meter tampering, bypasses, etc. at registered customers | Meter tampering, bypasses, etc. at registered customers | 0 | Falsification, by-pass etc. de Compteurs d'Abonnés | Manipulationen and den Kundenwasserzählern | Обводн. трубы, фальсиф. показ.и т.п. у зарег-ых потреб-ей | Can thiệp xấu tới đồng hồ: gây nhiễu, lắp thêm ống nhánh… của những khách hàng đã đăng ký | Tampering meter, bypass, dll pada pelanggan resmi | Medidor alterado de usuarios registrados | Manomissione contatori, by pass, ecc. di utenze registrate | Hidrômetros violados, bypasses, etc em clientes registrados | Mérő megpiszkálás, átkötés, stb. regisztrált fogyasztóknál | عبث العدادات وصلات غير قانونيه ..الخ عند المشتركين المسجلين | การทำให้มาตรเสีย, การลักลอบต่อท่อขโมยน้ำ และอื่นๆ ที่ท่อ ของลูกค้าลงทะเบียน (ใช้น้ำถูกกฎหมาย) | Potrošačko varanje na merenju kod registrovanih potrošača | 登記用戶進行破壞水表，旁通等 | 注册用户之水表破坏、旁通管等 | 登記用戶之水錶破壞、旁通管等 | Falsificarea, ocolirea contorului, etc. la consumatorii înregistraţi | Friziranje brojila, premoštavanje, itd. kod registriranih potrošača
Charts | Charts | 0 | Graphiques | Grafiken | Графики | Các biểu đồ | Charts | Graficas | Classifiche | Gráficos | Grafikonok | بيانات | แผนภูมิ | Dijagrami | 图表 | 图表 | 圖表 | Grafice | Dijagrami
Data Entry | Data Entry | 0 | Entrée des Données | Dateneingabe | Ввод данных | Nhập dữ liệu | Data Entry | Datos de entrada | Inserimento Dati | Dados de entrada | Adatok bevitele | ادخال البيانات | การใส่ข้อมูล | Ulazni podatak | 数据輸入 | 数据输入 | 資料輸入 | Introducerea datelor | Unos podataka
Results | Results | 0 | Résultats | Ergebnisse | Результаты | Kết quả | Hasil | Resultados | Risultati | Resultados | Eredmények | النتائج | ผลลัพธ์ | Rezultati | 计算结果 | 结果 | 結果 | Rezultate | Rezultati
Explanations | Explanations | 0 | Explications | Erläuterung | Объяснения | Giải thích | Penjelasan | Explicaciones | Spiegazioni | Explicações | Magyarázat | التوضيحات | การอธิบาย | Objašnjenja | 解答 | 说明 | 說明 | Explicaţii | Objašnjenja
Randomly Selected International Data Set | Randomly Selected International Data Set | 0 | Echantillon de Résultats Internationaux | Willkürlich ausgewählte Internationale Werte | Набор международных данных, отобранных выборочно | Bộ dữ liệu quốc tế chọn lọc ngẫu nhiên | Data Internasional Terseleksi Acak | Serie de datos internacionales seleccionada aleatoriamente | Selezione Casuale Internazionale | Dados Internacionais selecionados aleatoriamente | Véletlenül választott nemzetközi adatkészlet | قاعدة البيانات الدولية المختارة عشوائياً | กลุ่มข้อมูลนานาชาติที่สุ่มเลือกมา | Slučajno selektovan internacionalni set podataka | 随机挑選的國際數據 | 随机选取之国际数据库 | 隨機選取之國際資料庫 | Setul de date internaţionale, selectate arbitrar | Nasumice izabran skup međunarodnih podataka
Utility Name: | Utility Name: | 0 | Nom : | Versorgungsbetrieb: | Наименование предприятия: | Tên công ty: | Nama PDAM: | Nombre de la Empresa: | Nome Società: | Nome da Empresa: | Szolgáltató: | اسم الخدمه: | ชื่อหน่วยงานสาธารณูปโภคด้านน้ำ (การประปา) | Preduzeće | 水务公司名稱 | 自来水单位名称： | 自來水單位名稱： | Denumirea companiei: | Naziv vodovoda:
Year: | Year: | 0 | Année : | Jahr: | Год: | Năm: | Tahun: | Año: | Anno: | Ano: | Év: | السنة: | ปี | Godina | 年份 | 年： | 年： | Anul: | Godina:
Water Losses - Volume and Value (Cost) | Water Losses - Volume and Value (Cost) | 0 | Pertes en Eau : Volume et Valeur (Financière) | Wasserverluste - Menge und Wert (Kosten) | Потери воды - Объем и ценность (стоимость) | Thất thoát nước - Khối lượng và Giá trị (Chi phí) | Kehilangan Air - Volume dan Nilai (Biaya) | Pérdidas de agua - Volumen y costo | Perdite Acqua - Volume e Valore (Costo) | Perdas de água - Volume e valor (custo) | Vízveszteség – mennyiség és érték (költség) | المياه الضائعه-الحجم والقيمة(التكلفة) | น้ำสูญเสีย - ปริมาณและมูลค่า (ต้นทุน) | Gubici vode - Zapremina i Vrednost | 水耗损 - 量和值 | 水损失－体积及价值（成本） | 損失水量－體積及價值（成本） | Pierderi de apă – Volumul şi valoarea (costul) | Gubici vode - količina i vrijednost (trošak)
International Benchmarking | International Benchmarking | 0 | Benchmarking International | Internationales Benchmarking | Международный сопоставительный анализ показателей | Benchmarking quốc tế | Benchmarking Internasional | Comparación internacional | Comparazione Internazionale | Referências Internacionais | Nemzetközi összehasonlítás | نقطة المرجعيه الدولية | การกำหนดมาตรฐานเปรียบเทียบของนานาชาติ | Međunarodno poređenje | 国际基准 | 国际基准 | 國際基準 | Analiza comparativă cu indicatorii internaţionali (Benchmarking) | Međunarodna usporedba
[9 empty] | 0 | 0 | [8 empty] | 0
Physical Loss Assessment Matrix | Physical Loss Assessment Matrix | 0 | Matrice des Caractéristiques des Pertes Réelles | Wasserverlustkategorien | Матрица оценки физических потерь | Bảng đánh giá thất thoát cơ học | Matrix Perhitungan Kehilangan Air Fisik | Matriz de evaluación de la pérdidas físicas | Matrice Valutazione Perdita Tecnica | Matriz de Avaliação de Perdas Reais | Fizikai veszteség értékelési mátrix | مصفوفة الفاقد الحقيقي المسانده | ตัวเลขการประเมินน้ำสูญเสียที่เกิดจริง | Matrica procene fizičkih gubitaka | 实際損失評價模型 | 实际损失水量评估矩阵 | 實際損失水量評估矩陣 | Matricea de evaluare a pierderilor fizice | Matrica za procjenu fizičkih gubitaka
Technical Performance Category | Technical Performance Category | 0 | Catégorie de Performance Technique | Technische Wasserverlust- kategorie | Категория технических характеристик | Nhóm tác nghiệp kỹ thuật | Kategori Kinerja Teknis | Categoría técnica de desempeño | Categoria Prestazione Tecnica | Categoria de performance técnica | Technikai teljesítmény kategória | فئة الاداء الفني | ประเภทของการดำเนินการทางวิชาการ | Kategorija tehničke performanse | 技術性能類別 | 技术性能分类 | 技術績效分類 | Categoria de performanţă tehnică | Kategorije tehničke uspješnosti
Litres/connection/day | Liters/connection/day | 0 | Litres/branchement/Jour | Liter/Hausanschluss/Tag | литры/отводящая линия/сутки | Lít/đấu nối/ngày | Liter/sambungan/hari | Litros/conexión/día | Litri/allacciamento/g | litros/ligação/dia | Liter/csatlakozás/nap | لتر\وصلة\يوم | ลิตร/ราย/วัน | Litara/prikljuku/dan | 公升/接驳用戶/天 | 升/接户管/日 | 公升/接管/日 | Litri/branşament/zi | Litara/priključak/dan
(when the system is pressurised) at an average pressure of: | (when the system is pressurized) at an average pressure of: | 0 | (quand le réseau est sous pression) à une pression moyenne de : | (bei kontinuierlicher Versorgung) bei einem mittleren Versorgungsdruck von: | (когда система под давлением) при среднем давлении: | (khi hệ thống được điều áp) tại mức áp lực trung bình : | (saat jaringan bertekanan) pada tekanan rata-rata: | (cuando el sistema esta presurizado) a una presión promedio de: | (con sistema in pressione) a una pressione media di: | (quando o sistema está pressurizado) numa pressão média de: | (amikor a rendszer nyomás alatt van) átlagos nyomáson: | عندما تكون الشبكه مضغوطه )على معدل الضغط | (เมื่อเพิ่มแรงดันในระบบ) ที่ความดันเฉลี่ยของ : | (kada je sistem pod pritiskom) pri prosečnom pritisku od: | 平均水壓（當系統加壓） | 平均水压（如系统在加压状况下）： | 平均水壓（如系統在加壓狀況下）： | (când sistemul este sub presiune) la o presiune medie de: | (kad je sistem pod pritiskom) uz prosječan pritisak od:
Back to Indicators | Back to Indicators | 0 | Retour aux Indicateurs | Zurück zu den Kennzahlen | Возврат к показателям | Quay lại phần Các chỉ số | Kembali ke Indikator | Regresar a los indicadores | Ritorno a Indicatori | Voltar aos indicadores | Vissza a mutatókhoz | بالعودة للمؤشرات | กลับสู่ตัวชี้วัด | Povratak na indikatore | 返回指標 | 回到指标 | 回到指標 | Înapoi la indicatori | Povratak na pokazatelje
Home | Home | 0 | Accueil | Start | В начало | Trang chủ | Kembali | Inicio | Inizio | Início | Címlap | المنزل | กลับไปที่หัวข้อเรื่อง | Start | 返回 | 首页 | 首頁 | Pagina principală | Početna strana
Further loss reduction may be uneconomic unless there are shortages; careful analysis needed to identify cost effective improvement | Further loss reduction may be uneconomic unless there are shortages; careful analysis needed to identify cost effective improvement | 0 | Des réductions supplémentaires des pertes peuvent ne pas être économiques, hormis en cas de manque d'eau; une analyse détaillée est nécessaire pour en identifier l'intérêt économique réel | Weitere Verlustreduktion könnte unökonomisch sein, umfangreiche Analyse notwendig um einen Zielwert zu bestimmen | Дальнейшее сокращение потерь м.б. неэкономичным за исключением случаев дефицита; необходим тщат-ый анализ для опред-ия экономически эффективного улучшения | Tiếp tục giảm thất thoát hơn nữa có thể không kinh tế, trừ khi có sự khan hiếm nước sạch; cần phân tích kỹ để xác định biện pháp nâng cao hiệu quả chi phí | Upaya penurunan kehilangan air tidak ekonomis kecuali ada kekurangan pasokan; analisis yang cermat diperlukan untuk identifikasi perbaikan yang ekonomis | La reducción adicional de las pérdidas puede ser antieconómica, aunque, se presenten racionamientos. Se requiere de un análisis cuidadoso para identificar las medidas de mejoramiento costo efectivas. | Riduzione Ulteriore Perdita può non essere economica salvo scarsità acqua; necessaria analisi approfondita per valutazione convenienza | Redução adicional de perda pode não ser econômica, ao menos que haja insuficiência de abastecimento; são necessárias análises mais criteriosas para identificar o custo de melhoria efetiva | További veszteség csökkentés nem gazdaságos, hacsak nincs hiány. Alapos elemzés szükséges a költséghatékonyság növeléséhez. | خفض الفاقد قد يكون غير ذا جدوى اقتصادية, إلا في حالة الفقر الشديد للمياه, التحليل الاقتصادي الحذر للجدوى يجب أن يتقارن مع التوفير | การลดน้ำสูญเสียต่อไปอาจไม่คุ้มค่าในเชิงเศรษฐศาสตร์ หากไม่มี ปัญหาการขาดแคลนน้ำ; ควรมีการวิเคราะห์อย่างรอบคอบเพื่อ ระบุเรื่องการปรับปรุงลดน้ำสูญเสียแบบมีประสิทธิภาพด้านต้นทุน | Dalja redukcija gubitaka može biti neekonomična ukoliko nema nedostatka vode; neophodna je pažljiva analiza da se identifikuju ekonomski smislena poboljšanja. | 除非有水量的短缺，以及仔细的分析和判断能够有效成本，否则持续减漏将不经济 | 除非水资源短缺，否则进一步降低漏损可能不经济；有必要审慎分析，以确认是否具有成本效益。 | 除非水資源短缺，否則進一步降低漏水量可能不經濟；有必要審慎分析，以確認是否具有成本效益。 | Reducerea în continuare a pierderilor poate fi nerentabilă, cu excepţia cazurilor cand nu poate fi asigurat necesarul de apă ; este necesară o analiză detaliată pentru identificarea masurilor de îmbunătăţire eficiente din punct de vedere al costurilor | Daljnje smanjivanje gubitaka može biti neekonomično osim ako postoji nedostatak vode; pažljivom analizom potrebno je identificirati troškovno efikasna poboljšanja
Potential for marked improvements; consider pressure management; better active leakage control practices, and better network maintenance | Potential for marked improvements; consider pressure management; better active leakage control practices, and better network maintenance | 0 | Potentiel d'amélioration intéressant; gestion de la pression, meilleures pratiques de suivi des fuites, et meilleure maintenance du réseau | Potenzial für substanzielle Verlustreduktion vorhanden, Druckmanagement in die Überlegungen einbeziehen, Lecksuche öfter und intensiver durchführen, bessere Vorbeugende Wartung. | Потенциал для обозначенных улучшений; учет управления давлением; активный контроль над утечками, и более качественное обслуживание сети | Tiềm năng cải thiện rõ rệt; xem xét việc quản lý áp lực; cải thiện các biện pháp kiểm soát rò rỉ chủ động, và bảo dưỡng mạng tốt hơn | Potensial untuk dilakukan perbaikan; coba pengaturan tekanan; penanganan kebocoran secara aktif, dan peningkatan pemeliharaan jaringan | Potencial de mejoramiento interesante. Considere la gestión de presiones, unas mejores practicas para el control activo de pérdidas y un mejor mantenimiento del sistema. | Potenziale per miglioramenti; considerare gestione pressione, migliore operazioni di controllo attivo perdita e migliore manutenzione | Potencial para melhorias significativas; considerar o gerenciamento de pressão; práticas melhores de controle ativo de vazamentos, e uma melhor manutenção da rede | Észrevehető javulás lehetséges; megfontolandó a nyomás menedzsment; jobb aktív veszteség ellenőrző gyakorlat és a jobb hálózat karbantartás bevezetése | التحسينات على خفض الفاقد , تشمل إدارة الضغوط إضافة إلى ممارسة المسح الميداني ,والتحسين في صيانة الشبكة. | ศักยภาพสำหรับการปรับปรุงลดน้ำสูญเสียอย่างเด่นชัด; คำนึงถึง การบริหารจัดการด้านแรงดันน้ำ, ดำเนินการควบคุมน้ำสูญเสีย แบบมีประสิทธิภาพมากขึ้น และการบำรุงรักษาเครือข่ายระบบ ประปาให้ดีขึ้น | Potencijal za značajna poboljšanja: uteti u razmatranje redukciju pritiska; bolja praksa aktivne kontrole curenja i bolje održavanje vodovodne mreže | 有潜力显著的改进；考虑应用压力管理，实行更有效泄漏控制，和更有效网线维修 | 具有显著改善之潜力，应考虑水压管理，需要较佳之积极漏损控制及管网维护。 | 具有顯著改善之潛力，應考量水壓管理，需要較佳之主動漏水防制措施及管網維護。 | Exista potenţial pentru îmbunătăţiri substanţiale; aveti in vedere managementului presiunii, practici mai bune de control activ al pierderilor şi o întreţinere mai bună a reţelei | Potencijal za znatna poboljšanja; razmotriti kontrolu pritisaka; bolja aktivna kontrola curenja i bolje održavanje mreže
Poor leakage record; tolerable only if water is plentiful and cheap; even then, analyze level and nature of leakage and intensify leakage reduction efforts | Poor leakage record; tolerable only if water is plentiful and cheap; even then, analyze level and nature of leakage and intensify leakage reduction efforts | 0 | Fuites importantes; situation acceptable seulement en cas d'abondance de la ressource à coût réduit; l'analyse du niveau et du type de fuites et l'intensification des efforts pour leur réduction restent nécessaires. | Schlechtes und unzureichendes Leckverlustmanagement, akzeptable nur falls Wasser ausreichend und sehr billig vorhanden, Analyse für die Gründe der hohen Verluste empfehlenswert. | Слабый учет утечек; терпимо только при обильных водных ресурсах и дешевой стоимости ; но при этом, нужен анализ уровня и характера утечек и усиление мер по сокращ. объемов утечек | Ghi chép số liệu rò rỉ kém; chỉ chấp nhận được khi nước dồi dào và chi phí thấp; kể cả như vậy cũng phải phân tích mức độ và bản chất rò rỉ đồng thời tăng cường nỗ lực giảm rò rỉ | Pencatatan kebocoran yang buruk; hanya dapat ditoleransi bila airnya berlimpah dan murah; meskipun begitu, harus tetap dianalisis tingkat dan penyebab kebocoran dan intensifkan upaya penurunan kebocoran | El nivel de pérdidas es importante. Esta situación es tolerable sólo si el agua es barata y en exceso. Aun así, analice el nivel y naturaleza de las pérdidas e intensifique los esfuerzos por su reducción. | Registrazioni perdite scarse, accettabile solo se acqua economica e grandi quantità; nondimeno analizzare livello/natura perdita e intensificare riduzione perdita | Registro deficiente de vazamentos; tolerável somente se a água é abundante e barata; mesmo assim, analise o nível e a natureza dos vazamentos e intensifique os esforços para redução de vazamentos | Rossz szivárgási adat; csak olcsó és bőséges vízkészlet esetén tolerálható, egyébként analizálja a szivárgás szintjét és természetét és intenzívebb szivárgás csökkentő lépéseket tegyen. | السجل السيئ لتسربات الشبكة من الممكن التغاضي عنه, إذا كان هنالك تكلفه بسيطة لسعرالمياه أضافه إلى ووفرتها, تحليل مستوى التسرب وطبيعته يجب إن تترافق مع الجهد لخفض الفاقد | ประวัติไม่ดีเรื่องน้ำรั่วไหล; ยอมรับได้ถ้าน้ำมีมากและราคาถูก แต่ กระนั้นก็ตาม ควรมีการวิเคราะห์ระดับและลักษณะของการรั่วไหล และเร่งรัดความพยายามลดการรั่วไหล | Loša evidencija kvarova; dopušteno samo ako vode ima dovoljno i ako je jeftina; čak i tada, analizirajte nivo i prirodu curenja i intenzivirajte napore na pronalaženju kvarova | 泄漏记录不全；如果水源充足并且廉宜尚可被接受；虽然如此，还必须分析泄漏的水平和性质并尽力加强削减泄漏工作 | 不良之漏水纪录，只有在自来水量丰价廉下才可容忍，即使如此，仍应分析漏水之数量及性质，并加强漏损控制。 | 不良之漏水紀錄，只有在自來水量豐價廉下才可容忍，即使如此，仍應分析漏水之數量及性質，並加強漏水防制。 | Inregistrare nesatisfăcătoare a pierderilor; situaţie acceptabilă doar în cazul abundenţei resurselor de apă şi a costului mic; chiar şi în astfel de cazuri însă este nevoie de o analiză a nivelului şi naturii pierderilor şi de o intensificare a măsurilor de reducere a acestora | Loša kontrola curenja; tolerira se samo ako je voda jeftina i ima je u izobilju; čak i tada je potrebno analizirati nivo i prirodu curenja i intenzivirati napore za njihovo smanjenje
Horrendously inefficient use of resources; leakage reduction programs imperative and high priority | Horrendously inefficient use of resources; leakage reduction programs imperative and high priority | 0 | Inefficacité flagrante dans l'utilisation des ressources; programme de réduction des fuites impératif et prioritaire | Höchst ineffizienter Umgang mit den Ressourcen, Leckverlustreduktion umgehend durchführen. | Совершенно неэффект. исп-ие ресурсов; программы по сокращ. утечек обязательны и имеют высок. приоритет | Sử dụng các nguồn lực quá kém hiệu quả; các chương trình giảm rò rỉ chắc chắn có lợi và cần được ưu tiên cao | Pemborosan sumber daya secara yang luar biasa; program penurunan kebocoran harus diprioritaskan | El uso de los recursos es terriblemente ineficiente. Los programas de reducción de pérdidas son imperativos y de alta prioridad. | Utilizzo risorse molto insufficiente; alta priorità per programmi di riduzione perdite | Uso muito ineficiente dos recursos; programa de redução de vazamentos é imperativo e altamente prioritário | Förtelmesen szakszerűtlen használata az erőforrásoknak. Szivárgás csökkentő program indítása sürgős és kiemelt fontosságú. | الاستخدام السيئ والغير فعال للمصادر:برامج خفض الفاقد اساسيه ولها الاولويه القصوى | การใช้ทรัพยากรน้ำอย่างไม่มีประสิทธิภาพ ทำให้โครงการลดน้ำ รั่วไหลเป็นสิ่งที่จำเป็น และมีความสำคัญในระดับสูง | Vrlo neefikasno korišćenje resursa; Kampanja redukcije gubitaka je imperativ i visoko prioritetna | 以惊人低效率使用物资；必须优先和强制处理削减泄漏方案 | 水资源利用严重缺乏效率，急须漏损控制计划且优先实施。 | 水資源利用嚴重缺乏效率，急須降低漏水計畫且優先實施。 | Utilizare a resurselor absolut ineficientă; programele de reducere a pierderilor sunt obligatorii şi au un nivel înalt de prioritate | Strahovito neefikasno korištenje resursa; program za smanjenje curenja je imperativ i visoko prioritetan
1.) WB-EasyCalc was designed to help water utilities and consultants to properly apply the IWA Water Loss Task Force Methodology | 1.) WB-EasyCalc was designed to help water utilities and consultants to properly apply the IWA Water Loss Task Force Methodology | 0 | 1.) WB-EasyCalc a été réalisé pour assister les distributeurs et les consultants à appliquer la méthodologie développée par le groupe spécialisé de l'IWA | 1.) WB-EasyCalc wurde entwickelt um Wasserversorgern und Consultants zuhelfen, die IWA Water Loss Task Force Methodik korrekt anzuwenden. | 1.) Упрощ-ые вычисл-ия ВБ разраб-ны для содействия водоканалам и консуль-там в надлеж-ем исполь-ии метод-ии комиссии МВА по проблемам потери воды | 1.) WB-Phần mềm EasyCalc được thiết kế để giúp các công ty và các nhà tư vấn áp dụng Phương pháp luận Chống Thất thoát Nước của Hội Nước Quốc tế (IWA) một cách hợp lý | 1.) WB-EasyCalc didesain untuk membantu perusahaan air minum dan konsultan untuk menerapkan dengan benar Metodologi IWA Water Loss Task Force | 1.) WB-EasyCalc fue diseñado para ayudar a las empresas de abastecimiento y a los consultores para que apliquen adecuadamente la metodología del grupo de trabajo en perdidas de la IWA | 1.) WB-EasyCalc è progettato per aiutare le società idriche ed i consulenti ad applicare correttamente la metodologia IWA | 1.) WB-EasyCalc foi elaborado para auxiliar as empresas de saneamento e consultores a aplicar adequadamente a Metodologia da Força-Tarefa de Perdas de Água da IWA | 1, A WB-EasyCalc a vízszolgáltató és tanácsadó társaságoknak készült, hogy helyesen alkalmazzák az IWA Water Loss Task Force metódust | البنك الدولي صمم هذا البرنامج لمساعدة مؤسسات المياه والمستشارين ليقوموا بتطبيق معايير وطريقة (IWA) وبرنامجها. | 1.) มีการออกแบบโปรแกรม EasyCalc ของธนาคารโลก เพื่อให้ หน่วยงานสาธารณูปโภคด้านน้ำ (การประปา) และหน่วยงานที่ปรึกษานำ ไปประยุกต์ใช้ในการดำเนินงานลดน้ำสูญเสียตามรูปแบบของ IWA (International Water Association) | 1.) WB-EasyCalc je razvijen da pomogne vodovodnim preduzećima i konsultantima da pravilno primene IWA Metodologiju za smanjivanje gubitaka | 1.)设计WB-EasyCalc的目的是协助水业公司或顾问公司适当使用国际水务公会制止漏失委员会的工作法则 | 1.)WB-EasyCalc之设计意旨在于协助供水单位及顾问机构正确应用国际水协会(IWA)漏损控制专业组(Water Loss Task Force)之方法。 | 1.)WB-EasyCalc之設計意旨在於協助自來水單位及顧問機構正確應用國際水協會(IWA)漏水防制工作小組(Water Loss Task Force)之方法。 | 1.) WB-EasyCalc a fost dezvoltat pentru sprijini companiile şi consultanţii din domeniul apei in aplicarea adecvată a metodologiei IWA referitoare la managementul pierderilor de apă | 1.) WB-EasyCalc je dizajniran da pomogne vodovodima i konsultantima da ispravno primijene metodologiju IWA-e za smanjenje gubitaka
2.) The pre-set Language is English using the IWA terminology. If you would like to use the World Bank favoured terms "Physical Losses" and "Commercial Losses" instead of the IWA terms "Real Losses" and "Apparent Losses" click on the button "change language" and select code 2. | 2.) The pre-set Language is English using the IWA terminology. If you would like to use the World Bank favored terms "Physical Losses" and "Commercial Losses" instead of the IWA terms "Real Losses" and "Apparent Losses" click on the button "change language" and select code 2. | 0 | 2.) La langue par défaut est l'anglais, avec la terminologie de l'IWA. Si vous souhaitez utiliser la terminologie anglaise de la Banque Mondiale plutôt que celle de l'IWA (par exemple "Physical Losses" au lieu de "Real Losses", cliquez sur le bouton "Changer de Langue" et sélectionnez le code 2. | 2.) Die voreingestellte Sprache ist Englisch und verwendet die IWA Terminologie. If you would like to use the World Bank favored terms "Physical Losses" and "Commercial Losses" instead of the IWA terms "Real Losses" and "Apparent Losses" click on the button "change language" and select code 2. | 2.) Заданным языком является английский, исп-ый для терминологии МВА. Если Вы хотите исп-ть термины Всемирного Банка "Физические потери" и "Коммерческие потери" вместо терминов, принятых МВА, "Реальные потери" и "Очевидные потери", нажмите на окно "изменить язык" и выберите код 2. | 2.) Ngôn ngữ cài đặt trước là tiếng Anh, sử dụng hệ thống thuật ngữ của IWA. Nếu bạn muốn sử dụng các thuật ngữ của WB "Thất thoát cơ học" và "Thất thoát thương mại" thay vì sử dụng các thuật ngữ của IWA "Thất thoát thực sự" và "Thất thoát không thực sự ", ấn vào nút "thay đổi ngôn ngữ" và lựa chọn code 2 | 2.) Bahasa asli dalam Bahasa Inggris menggunakan terminologi IWA. Jika ingin menggunakan istilah Bank Dunia "Physical Losses" dan "Commercial Losses" dan bukannya istilah IWA "Real Losses" dan "Apparent Losses" klik pada "ganti bahasa" dan pilih Kode 2 | 2.) El idioma pre-establecido es el inglés con la terminología de la IWA. Si usted desea emplear los términos preferidos por el Banco Mundial de "Physical Losses" y "Commercial Losses" en lugar de los términos "Real Losses" y "Apparent Losses" vaya al botón "cambio de idioma" y seleccione el código 2. | 2.) Lingua predefinita Inglese + terminologia IWA. Se preferita World Bank termini "Physical Losses" e "Commercial Losses" invece di IWA "Real Losses" e "Apparent Losses" click su "Change language" e selezione codice 2. | 2.) A língua pré-definida é o Inglês, utilizando a terminologia da IWA. Se desejar utilizar os termos preferenciais do Banco Mundial "Physical Losses" e "Commercial Losses", ao invés dos termos da IWA "Real Losses" e "Apparent Losses", clique no botão "Change Language" e selecione o código 2. | 2, Az előre beállított nyelv az angol. Ha a Világ Bank terminológiáját „Fizikai veszteség” és „Kereskedelmi veszteség” favorizálod az IWA „Valódi veszteség” és „Látszólagos veszteség” fogalmak helyett, kattints a CHANGE LANGUAGE-ra és használd a 2. kódot a nyelv választásakor | إن اللغة الأساسية المعتمدة لمصطلحات (IWA) هي الانجليزية , إذا أردت استخدام مصطلحات البنك الدولي مثل الفاقد الفيزيائي والفاقد التجاري بدلاعن مصطلحات (IWA) مثلا الفاقد الحقيقي , والفاقد الظاهر اضغط على Chang languge | 2.) มีการกำหนดให้ใช้ภาษาอังกฤษ ซึ่งใช้ระบบคำศัพท์ของ IWA หากคุณต้องการใช้คำของธนาคารโลก เช่นคำว่า "น้ำสูญเสียหลัก" และ "น้ำสูญเสียรอง" แทนคำของ IWA ที่ใช้ "น้ำสูญเสียที่เกิดจริง" และ "น้ำสูญเสียที่ดูเหมือนจริง" โปรดกดปุ่ม "เปลี่ยนภาษา" และ เลือกรหัสหมายเลข 2 | 2.) Podešavanje jezika aplikacije je engleski sa IWA terminologijom. Ako želite da koristite terminologiju Svetske banke "Fizički gubici" i "Komercijalni gubici" umesto IWA termina "Pravi gubici" i "Prividni gubici" kliknite na dugme "Promeni jezik" i selektujte kod 2 | 2.)预先安装的语文是英语并沿用国际水务协会的术语名词。如果您选择应用世界银行所采纳的名词"物质损失"和"账面损失"，而不是国际水务协会通用的"实质损失"和"外观损失”，请击"change language"按钮和选择code 2 | 2.)本软件之预设语言为使用国际水协会(IWA)专用术语之英语，欲使用世界银行(World Bank)惯用之术语「具体损失水量」(Physical Losses)及「商业损失水量」(Commercial Losses)，而非国际水协会之「实际损失水量」(Real Losses)及「表观损失水量」(Apparent Losses)者，可点选「change language」按键，并选择２号语言。 | 2.)本軟體之預設語言為使用國際水協會(IWA)專用術語之英語，欲使用世界銀行(World Bank)慣用之術語「具體損失水量」(Physical Losses)及「商業損失水量」(Commercial Losses)，而非國際水協會之「實際損失水量」(Real Losses)及「表面損失水量」(Apparent Losses)者，可點選「change language」按鍵，並選擇２號語言。 | 2.) Limba prestabilită este limba engleză şi se foloseşte terminologia IWA. Dacă Dvs. doriţi să folosiţi termenii Băncii Mondiale „Pierderi Fizice” şi „Pierderi Comerciale” în locul termenilor IWA „Pierderi reale” şi „Pierderi Aparente” actionaţi „Modifică limba” şi selectaţi codul 2. | 2.) Početni jezik je engleski sa IWA terminologijom. Ako želite koristiti termine Svjetske banke "Fizički gubici" i "Komercijalni gubici" umjesto IWA termina "Stvarni gubici" i "Prividni gubici" kliknite na polje "change language" i izaberite šifru 2.
3.) In the World Bank Terminology, the IWA terms "UARL - Unavoidable Annual Volume of Real Losses" and "CARL - Current Annual Volume of Real Losses" were replaced with the World Bank favoured terms "MAPL - Minimum Achievable Annual Volume of Physical Losses" and "CAPL - Current Annual Volume of Physical Losses". However, the underlying formula remained of course unchanged. | 3.) In the World Bank Terminology, the IWA terms "UARL - Unavoidable Annual Volume of Real Losses" and "CARL - Current Annual Volume of Real Losses" were replaced with the World Bank favored terms "MAPL - Minimum Achievable Annual Volume of Physical Losses" and "CAPL - Current Annual Volume of Physical Losses". However, the underlying formula remained of course unchanged. | 0 | 3.) Dans la terminologie (anglaise) de la Banque Mondiale, les termes de l'IWA "UARL - Unavoidable Annual Volume of Real Losses" et "CARL - Current Annual Volume of Real Losses" ont été remplacés par "MAPL - Minimum Achievable Annual Volume of Physical Losses" et "CAPL - Current Annual Volume of Physical Losses". Toutefois, les formules restent bien sûr inchangées. | 3.) Wenn "World Bank Terminology" gewählt wird, werden die IWA Begriffe "UARL - Unavoidable Annual Volume of Real Losses" und "CARL - Current Annual Volume of Real Losses" ersetzt durch die von der Weltbank bevorzugten Begriffe "MAPL - Minimum Achievable Annual Volume of Physical Losses" und "CAPL - Current Annual Volume of Physical Losses". Die der Berechnung zugrunde liegende Formel bleibt natürlich unverändert. | 3.) В терминологии ВБ, термины "UARL - Unavoidable Annual Volume of Real Losses" и "CARL - Current Annual Volume of Real Losses" были заменены на термины ВБ "MAPL - Minimum Achievable Annual Volume of Physical Losses" и "CAPL - Current Annual Volume of Physical Losses". Базовая формула ост. без изменений. | 3.) Trong hệ thống thuật ngữ của WB, các thuật ngữ của IWA như "UARL - Unavoidable Annual Volume of Real Losses" và "CARL - Current Annual Volume of Real Losses" được thay bằng các thuật ngữ mới, cũng của của WB là "MAPL - Minimum Achievable Annual Volume of Physical Losses" và "CAPL - Current Annual Volume of Physical Losses". Tuy nhiên, công thức vẫn không thay đổi. | 3.) Dalam terminal Bank Dunia, istilah IWA "UARL - Unavoidable Annual Volume of Real Losses" dan "CARL - Current Annual Volume of Real Losses" diganti dengan istilah yang dipakai Bank Dunia "MAPL - Minimum Achievable Annual Volume of Physical Losses" dan "CAPL - Current Annual Volume of Physical Losses". Meskipun demikian, rumus dasarnya tidak berubah. | 3.) En la terminología inglesa del Banco Mundial, los términos de la IWA: "UARL-Unavoidable Annual Volume of Real Losses" y "CARL-Current Annual Volume of Real Losses" fueron reemplazados por "MAPL-Minimum Achievable Annual Volume of Physical Losses"; y "CAPL-Current Annual Volume of Physical Losses". Sin embargo, las formulas se mantiene sin cambio alguno. | 3.) Nella Terminologia World Bank, i termini IWA "UARL-Unavoidable Annual Volume of Real Losses" e "CARL-Current Annual Volume of Real Losses" sostituiti da termini preferiti dalla World Bank "MAPL-Minimum Achievable Annual Volume of Physical Losses" e "CAPL-Current Annual Volume of Physical Losses". La formula utilizzata è invariata. | 3.) Na terminologia do Banco Mundial, os termos da IWA "UARL-Unavoidable Annual Volume of Real Losses" e "CARL-Current Annual Volume of Real Losses" foram trocados pelos termos preferenciais do Banco Munidal "MAPL-Minimum Achievable Annual Volume of Physical Losses" e "CAPL-Current Annual Volume of Physical Losses". Entretanto, a fórmula oculta permanece a mesma. | 3, A Világ Bank-i terminológiában az IWA „UARL – Unavoindable Annual Volume of Real Losses” és a „CARL – Current Annual Volume of Real Losses” fogalmak helyett a „MAPL – Minimum Achievable Annual Volume of Physical Losses” és a „CAPL – Current Annual Volume of Physical Losses” fogalmakat használja. | في مصطلحات البنك الدولي مصطلحات (IWA) )UAPL) ) . الفاقد الحقيقي الذي لا يمكن تجنبه, وحجم الفاقد الحقيقي السنوي CARL تم استبداله بمصطلح(MAPL) الحد الأدنى من حجم الفاقد الحقيقي السنوي المتحقق | 3.) ในระบบคำศัพท์ของธนาคารโลก คำของ IWA เช่น "UARL-ปริมาณน้ำสูญเสียที่เกิดจริงรายปีที่ไม่สามารถหลีกเลี่ยงได้" และ "CARL-ปริมาณน้ำสูญเสียจริงรายปีในปัจจุบัน" ถูกแทนที่ ด้วยคำของธนาคารโลก "MAPL-ปริมาณขั้นต่ำน้ำสูญเสียหลักรายปี ที่แก้ไขได้ และ "CAPL-ปริมาณน้ำสูญเสียหลักรายปีในปัจจุบัน "อย่างไรก็ดี, หลักเกณฑ์พื้นฐานยังคงไม่เปลี่ยนแปลง | 3.)U WB terminologiji , IWA termini "UARL - Neizbežna godišnja zapremina stvarnih gubitaka" i "CARL- Minimalna ostvariva zapremina fizičkih gubitaka" su zamenjene sa terminima koje forsira WB "MAPL-Minimalna očekivana godišnja zapremina stvarnih gubitaka" i "CAPL-Aktuelna godišnja zapremina fizičkih gubitaka". Naravno, formula ostaje nepromenjena. | 3.)国际水务协会的名词"UARL-每年不可避免的实质泄损量"和"CARL-现年实质泄损量",都被世行首选的名词"MAPL-每年可达致最低物质泄损量"和"CAPL-现年物质泄损量"所替代。无论如何，其中所使用的方程式都保持不变 | 3.)在世界银行专用术语中，国际水协会(IWA)所用之「不可避免的实际损失水量」(UARL - Unavoidable Annual Volume of Real Losses)及「目前实际年损失水量」(CARL - Current Annual Volume of Real Losses)被世界银行惯用之「最小可行之实际损失水量」(MAPL - Minimum Achievable Annual Volume of Physical Losses)及「目前具体年损失水量」(CAPL - Current Annual Volume of Physical Losses)所取代，不过基本公式维持不变。 | 3.)在世界銀行專用術語中，國際水協會(IWA)所用之「不可避免的實際漏水量」(UARL - Unavoidable Annual Volume of Real Losses)及「目前實際年漏水量」(CARL - Current Annual Volume of Real Losses)被世界銀行慣用之「最小可行之實際漏水量」(MAPL - Minimum Achievable Annual Volume of Physical Losses)及「目前具體年漏水量」(CAPL - Current Annual Volume of Physical Losses)所取代，不過基本公式維持不變。 | 3.) În terminologia Băncii Mondiale, termenii IWA „UARL – Volumul anual inevitabil al pierderilor reale” şi „CARL - Volumul anual actual al pierderilor reale” au fost înlocuite cu termenii Băncii Mondiale „MAPL - Volumul anual minim realizabil al pierderilor fizice” şi „CAPL - Volumul anual actual al pierderilor fizice”. Totuşi, formula de bază a rămas aceiaşi. | 3.) U terminologiji Svjetske banke, IWA termini "UARL - neizbježni godišnji stvarni gubici" (NGSG) i "CARL - tekući godišnji stvarni gubici" (TGSG) su zamijenjeni sa terminima Svjetske banke "MAPL - minimalni ostvarivi godišnji fizički gubici" (MOGFG) i "CAPL" - tekući godišnji fizički gubici" (TGFG). Naravno, osnovna formula ostaje nepromijenjena.
4.) WB-EasyCalc was optimized for a screen resolution of 1024 x 768 Pixel | 4.) WB-EasyCalc was optimized for a screen resolution of 1024 x 768 Pixel | 0 | 4.) WB-EasyCalc est optimisé pour une résolution d'écran de 1024 x 768 pixels | 4.) WB-EasyCalc wurde entworfen für eine Bildschirmauflösung von 1024 x 768 Pixel | 4.) Упрощенные вычисления ВБ оптимизированы для разрешающей способности экрана 1024 x 768 пиксель | 4.) WB-phần mềm EasyCalc được tối ưu hoá để đạt độ phân giải của màn hình 1024x 768 pixel | 4.) WB-EasyCalc dioptimalkan untuk resolusi tampilan 1024 x 768 Pixel | 4.) WB-EasyCalc se ha optimizado para una resolución de pantalla de 1024x768 píxeles | 4.) WB-EasyCalc ottimizzato per monitor a 1024x768 Pixel | 4.) WB-EasyCalc foi otimizado para a resolução de tela de 1024 x 768 Pixel | 4, A WB-EasyCalc 1024x768 pixel felbontású képernyőre van optimalizálva | صمم هذا البرنامج لشاشة عرض دقّة صورتها (Pixel ( 1024*768 | 4.) โปรแกรม WB-EasyCalc สามารถมองเห็นได้อย่างชัดเจน ที่สุดในจอขนาด 1024 X 768 Pixel | 4.) WB-EasyCalc je optimizovan za rezoluciju ekrana 1024 x 768 piksela | 4.)WB-EasyCalc 已尽善使用1024x798像素荧屏分辨率 | 4.)WB-EasyCalc之屏幕分辨率最佳设定值为1024 × 768个像素。 | 4.)WB-EasyCalc之螢幕解析度最佳設定值為1024 × 768個畫素。 | 4.) WB-EasyCalc a fost optimizat pentru o rezoluţie a ecranului de 1024 x 768 Pixel | 4. ) WB-EasyCalc je optimiziran za rezoluciju 1024 x 768 piksela
5.) Colour Coding: | 5.) Color Coding: | 0 | 5.) Code Couleurs : | 5.) Farbschema: | 5.) Цветовое кодирование: | 5.) Mã hoá màu: | 5.) Kode Warna: | 5.) Código de color: | 5.) Codice Colore: | 5.) Código das cores: | 5, Színjelölés: | رموز الألوان: | 5.) รหัสของสี | 5.)Značenje boja ćelija | 5.) 顔色區分： | 5.)颜色识别 | 5.)顏色識別 | 5.) Codul culorilor: | 5.) Značenje boja:
white cells are for data entry | white cells are for data entry | 0 | Cellules blanches pour entrer les données | weiße Felder für die Dateneingabe | белые ячейки - для ввода данных | Ô màu trắng dành cho phần nhập dữ liệu | bidang putih untuk data entry | Las celdas en blanco son los datos de entrada | celle bianche per inserimento dati | Células brancas são para dados de entrada | Fehér cellák az adatbevitelt, | الخلايا البيضاء هي لإدخال المعلومات | ช่องสีขาว สำหรับใส่ข้อมูล | bele ćelije su za unos podataka | 白色格子 - 輸入資料 | 白色空格供数据输入用 | 白色空格供資料輸入用 | celulele de culoare albă sunt pentru introducerea datelor | bijela polja su za unos podataka
light green cells are calculated values | light green cells are calculated values | 0 | Cellules vert clair pour les cellules calculées | hellgrüne Felder zeigen berrechnete Werte an | в светло-зеленых ячейках - расчетные значения | Ô màu xanh nhạt là các giá trị tính toán được | bidang hijau muda untuk nilai | Las celdas en verde claro son los valores calculados | celle verde chiaro per valori calcolati | Células verdes são valores calculados | Világos zöld cellák a számított értékeket jelölik | الخلايا الخضراء هي للقيم المحسوبه | ช่องสีเขียวอ่อนเป็นค่าที่คำนวณได้ | svetlo zelene su za izračunate podatke | 淺青色格子 - 電腦計算數據， 不可變換 | 浅绿色空格为计算数值 | 淺綠色空格為計算數值 | celulele de culoare verde deschis conţin valorile calculate | svjetlo zelena polja su za izračunate vrijednosti
6.) While every effort has been made by the developers to ensure that WB-EasyCalc is free from error, those using the model do so at their own risk. Liemberger & Partners accept no liability of any nature for losses (direct or indirect) incurred through the use of this model. | 6.) While every effort has been made by the developers to ensure that WB-EasyCalc is free from error, those using the model do so at their own risk. Liemberger & Partners accept no liability of any nature for losses (direct or indirect) incurred through the use of this model. | 0 | 6.) Malgré tous les efforts réalisés par les développeurs pour s'assurer de l'absence d'erreur dans WB-EasyCal, les utilisateurs le font à leurs seuls risques. Liemberger & Partners rejette toute responsabilité de quelque nature en cas de perte de données (directe ou indirecte) en liaison avec l'utilisation de ce modèle. | 6.) Obwohl die Entwickler alles unternommen haben um WB-EasyCalc fehlerfrei zu gestalten, wird klargestellt, dass die Benutzer dieses Programm auf eigenes Risiko verwenden. Liemberger & Partners akzeptieren keine wie immer geartete Haftung für jegliche Schäden (direkt oder indirekt) die durch die Verwendung dieses Programmes entstehen. | 6.) Несмотря на то, что разработчики приложили максимум усилий для составления Упрощенных вычислений ВБ без ошибок, пользователи модели выполняют вычисления на свой страх и риск. Компания "Лиембергер и Партнеры" не берет на себя ответственности за убытки (прямые или косвенные), понесенные в результате использования данной модели. | 6.) Mặc dù các nhà thiết kế đã nỗ lực nhằm đảm bảo rằng WB-EasyCalc không có sai sót, nhưng những người sử dụng phần mềm này phải tự chấp nhận rủi ro có thể xảy ra. Công ty Liemberger & Partners không chịu trách nhiệm về bất kỳ mất mát (trực tiếp hoặc gián tiếp) nảy sinh trong quá trình sử dụng phần mềm này. | 6.) Meskipun telah diupayakan oleh pemrogram bahwa WB-EasyCalc tidak mengandung eror, tetapi pemakai program dapat melakukan kesalahan dengan risiko sendiri. Liemberger & Partners tidak bertanggung jawab atas setiap penyebab kerugian (langsung maupun tidak langsung) akibat penggunaan model ini. | 6.) Se advierte que, aunque los desarrolladores de este programa (WB-EasyCalc) han realizado todos los esfuerzos para que este programa este libre de errores, quienes usan este modelo lo hacen por su propio riesgo. Liemberger & Asociados no aceptan ninguna responsabilidad por ningún tipo de pérdida (directa o indirecta) que se cause con el uso de este modelo. | 6.) Benchè ogni sforzo sia stato fatto per ridurre gli errori di WB-EasyCalc, l'utilizzo del modello è a proprio rischio. Liemberger & Partners non hanno responsabilità di ogni natura per errori (diretti o non) dovuti al suo uso. | 6.) Embora todo esforço tenha sido feito para garantir que WB-EasyCalc não contenha erros, o uso do modelo é a próprio risco. Liemberger & Associados não aceita nenhuma responsabilidade de qualquer natureza por danos (diretos ou indiretos) decorrentes do uso deste modelo. | 6, A fejlesztők minden képességüket bevetették, hogy a WB-EasyCalc hibamentes legyen, ám ennek ellenére csak saját kockázatára használja. A Liemberger & Partners nem vállal felelősséget bármilyen veszteségért (direkt vagy indirekt), amely a modell használata okozna. | بينما كل الجهود تمت بواسطة المطور لتامين برنامج البنك الدولي WB-EasyCalc الخالي من الأخطاء علما بان المستخدم يستخدمه تحت مسؤوليته الخاصة.ولن تقبل Liemberger & Partners أي مسؤولية مباشرة أو غير مباشرة لاستخدام هذا البرنامج | 6.) ในขณะที่นักพัฒนาทั้งหลายได้พยายามสร้างความมั่นใจว่า โปรแกรม EasyCalc ของธนาคารโลกไม่มีข้อผิดพลาดใดๆ นั้น กลุ่มคนที่ใช้ Model นี้ต้องเสี่ยงกันเอาเอง, Liemberger & Partners จะไม่รับผิดชอบต่อความเสียหายของข้อมูล (ทางตรงหรือทางอ้อม) ที่เกิดขึ้นตลอดการใช้งาน Model นี้ | 6.) Iako su uloženi svi napori od strane tvoraca WBEasiCalc da program bude bez grešaka, oni koji ga koriste čine to na svoj sopstveni rizik. Liemberger & Partners ne prihvataju bilo kakvu odgovornost za gubitke (direktne ili indirektne) koji se dese korišćenjem ovog modela. | 6.)虽然软件开发者尽力使WB-EasyCalc无任何误差，可是这个模式使用者须自负任何后果。Liemberger & Partners 将不会对使用这个模式所导致的任何损失(直接或间接的)承担任何义务或责任 | 6.)虽然软件开发者已尽最大努力以确保WB-EasyCalc无误，使用者应自行承担风险。Liemberger公司对于使用本软件所衍生任何性质之损失（直接或间接）一概不负责。 | 6.)雖然軟體開發者已盡最大努力以確保WB-EasyCalc無誤，使用者應自行承擔風險。Liemberger公司對於使用本軟體所衍生任何性質之損失（直接或間接）一概不負責。 | 6.) Desi au fost depuse toate eforturile de către cei care au dezvoltat aplicaţia pentru ca WB-EasyCalc să fie lipsit de erori, cei care utilizeaza aplicatia o fac pe propria răspundere. Liemberger & Partners nu işi asumă nicio responsabilitate faţă de orice tip de pierderi (directe sau indirecte), care pot apărea ca rezultat al utilizării acestei aplicatii. | 6.) Mada su uloženi svi napori od strane dizajnera softvera da WB-EasyCalc bude bez grešaka, oni koji koriste ovaj model to čine na svoj vlastiti rizik. Liemberger & Partners ne preuzima bilo kakvu odgovornost za gubitke (direktne ili indirektne) koji se ostvare korištenjem ovog modela.
7.) The program is protected with passwords which will not be revealed. | 7.) The program is protected with passwords which will not be revealed. | 0 | 7.) Le programme est protégé par mots de passe qui ne seront pas révélés… | 7.) Das Programm ist mit Paßwörtern geschützt die nicht bekannt gegeben werden. | 7.) Программа защищена паролями, которые не будут разглашаться. | 7.) Chương trình này được bảo vệ bằng mật khẩu | 7.) Program ini dilindungi password yang tidak bisa dibuka. | 7.) El programa esta protegido y su clave de acceso no será revelada. | 7.) Il programma è protetto con passwords non rivelate | 7.) O programa está protegido com senhas, as quais não serão reveladas. | 7, A program jelszóval védett, amelyet titokban kívánunk tartani. | خلايا البرنامج محمية بكلمة سرية لن يتم الكشف عنها. | 7.) มีการป้องกันโปรแกรมด้วยรหัสผ่าน ซึ่งไม่เป็นที่เปิดเผ | 7.) Program je zaštićen lozinkom koja neće biti otkrivema | 7.)保护这个程序的密码将不公开 | 7.)本软件受密码保护。 | 7.)本軟體受密碼保護。 | 7.) Programul este protejat de parole care nu vor fi divulgate. | 7.) Program je zaštićen lozinkom koja neće biti otkrivena.
8.) GIGO - Garbage in Garbage out! The user has to be aware that results calculated with this program can be extremely wrong if base data is wrong or incomplete. | 8.) GIGO - Garbage in Garbage out! The user has to be aware that results calculated with this program can be extremely wrong if base data is wrong or incomplete. | 0 | 8.) GIGO - Garbage In Garbage Out! L'utilisateur est averti que les résultats calculés par le programme peuvent être erronés si les données entrées sont fausses ou incomplètes | 8.) GIGO - Garbage in Garbage out! Der Benutzer hat sich im Klaren zu sein, dass die Ergebnisse bei falschen Daten zu extrem falschen Schlußfolgerungen führen können. | 8.) GIGO-мусор на входе-мусор на выходе! Результаты м.б.неверным,если базовые данные не верны/не полные. | 8.) Dữ liệu không chính xác thì kết quả đầu ra cũng không chính xác. Người sử dụng cần biết rằng các kết quả tính toán trong chương trình này có thể hoàn toàn sai nếu dữ liệu cơ sở không đúng hoặc không đầy đủ | 8.) GIGO - Garbage in Garbage out! Pemakai program harus memahami bahwa hasil yang dihitung dengan program ini bisa saja salah bila data yang digunakan salah atau tidak lengkap. | 8.) BEBS - Basura que entra Basura que sale! El usuario tiene que tener claro que los resultados calculados con este programa pueden ser extremadamente equivocados si los datos base están incompletos o equivocados. | 8.) GIGO-Garbage in Garbage out! Essere consapevoli che risultati del programma decisamente errati se database errato o incompleto. | 8.) LDLF - Lixo dentro, lixo fora! O usuário deve estar ciente que os resultados calculados com este programa podem estar extremamente errados, se a base de dados estiver errada ou incompleta. | 8, Szemét be, szemét ki! Ha az alapadatok hibásak vagy nem teljesek, akkor extrém rossz eredményeket kaphat! | ا:GIGO تعني أن المعطيات السيئة الداخلة للبرنامج تعطي مخرجات سيئة أيضا, لذلك يجب أن توخي الدقه للحصول على مخرجات صحيحة. | 8.) GIGO - ใส่ขยะเข้าไป ก็ได้ขยะออกมา ผู้ใช้โปรแกรมจะต้องระวังผลการคำนวณโดยโปรแกรมนี้ ซึ่งอาจ ผิดพลาดอย่างมาก หากข้อมูลพื้นฐานผิดหรือไม่สมบูรณ์ | 8.) GIGO- Garbage in Garbage out (Smeće podaci smeće rezultat!) ! Korisnik mora biti svestan da rezultati dobijeni ovim programom mogu biti ekstremno pogrešni ako su ulazni podaci pogrešni ili nekompletni. | 8.)错误的输入导致错误的输出：若輸入錯誤資料，您將得到錯誤計算結果 | 8.)GIGO－垃圾输入，垃圾输出！使用者需注意，本软件可能因基础数据错误或不全产生出离谱之计算结果。 | 8.)GIGO－垃圾輸入，垃圾輸出！使用者需注意，本軟體可能因基礎資料錯誤或不全產生出離譜之計算結果。 | 8.) GIGO – Garbage in Garbage out! (Date greşite la intrare, Date greşite la ieşire!) Utilizatorul trebuie să fie conştient de faptul că rezultatele calculate cu acest program pot fi extrem de eronate dacă datele de intrare sunt greşite sau incomplete. | 8.) LUPLIP - Loši ulazni podaci, loši izlazni podaci! Korisnik treba biti svjestan da rezultati izračunati ovim programom mogu biti izuzetno pogrešni ako su ulazni podaci pogrešni ili nekompletni.
9.) It is ALWAYS recommended to carry out a thorough leakage analysis based on measurements in the distribution network to support and verify the physical loss figure calculated with this program. | 9.) It is ALWAYS recommended to carry out a thorough leakage analysis based on measurements in the distribution network to support and verify the physical loss figure calculated with this program. | 0 | 9). Il est TOUJOURS recommandé de réaliser une analyse poussée des pertes sur la base de mesures directes sur le réseau de distribution pour contrôler les pertes réelles calculées avec ce programme. | 9.) Es ist IMMER empfehlenswert detailierte Messungen der tatsächlichen Leckverluste durchzuführen und so den mit diesem Programm berechneten Wert zu verifizieren. | 9.) ВСЕГДА реком-ся анализ утечек по измерениям в распред.сети для поддержки/проверки цифр по физ. потерям, получ-ых при вычислениях по этой программе. | 9.) THÔNG THƯỜNG, nên tiến hành phân tích kỹ tình hình rò rỉ dựa trên việc đo thực tế mạng phân phối để hỗ trợ và kiểm chứng với con số thất thoát cơ học tính được bằng chương trình này. | 9.) SELALU disarankan untuk melakukan analisis kebocoran yang lengkap berdasarkan pengukuran di jaringan distribusi untuk mendukung dan verifikasi angka kehilangan air fisik yang dihitung dengan program ini. | 9.) Se recomienda realizar SIEMPRE un análisis de pérdidas completo basado en mediciones del sistema de distribución para soportar y verificar el valor de las pérdidas físicas calculado con este programa. | 9.) SEMPRE raccomandato di svolgere un'analisi completa basata su misure nella rete di distribuzione per confronto con perdita tecnica calcolata dal programma | 9.) Recomenda-se SEMPRE fazer uma análise completa dos vazamentos, baseada em medições na rede de distribuição, para auxiliar e verificar os valores de perdas físicas calculados com este programa. | 9, MINDIG ajánlott alapos, méréseken alapuló szivárgás elemzést végezni az elosztó hálózaton és ellenőrizni a program által számított fizikai veszteséget! | يجب ان يتم أخذ قياسات لشبكه المياه لتحديد مستوى التسرب وللتأكد من ان معطيات البرنامج صحيحه | 9.) มีข้อแนะนำว่าจะต้องมีการวิเคราะห์น้ำสูญเสีย (รั่วไหล) อย่างถี่ถ้วน โดยการวัดในระบบเครือข่ายจ่ายน้ำเพื่อสนับสนุน และตรวจสอบตัวเลขน้ำสูญเสียหลัก ซึ่งโปรแกรมคำนวณออกมา | 9.) UVEK je preporučeno da rezultate dobijene ovim programom proverite i "ručnom" kalkulacijom na osnovu ezultata merenja u mreži. | 9.)为了支持和证实由这个程序所计算出的物质泄损量，泄漏分析就必须依据对管网系统精细测量 | 9.)建议根据配水管网之量测值，执行彻底的漏损分析，以支持及证明本软件计算出之实际损失水量。 | 9.)建議根據配水管網之量測值，執行徹底的漏水分析，以支持及證明本軟體計算出之實際損失水量。 | 9.) Se recomandă INTOTDEAUNA să se efectueze o analiză detaliată a pierderilor pe baza măsurătorilor efectuate in reţeaua de distribuţie pentru a valida si verifica datele referitoare la pierderile fizice calculate prin acest program. | 9.) Uvijek se PREPORUČUJE da se izvrši temeljita analiza curenja na osnovu mjerenja u distributivnoj mreži kako bi se provjerili fizički gubici izračunati ovim programom.
10.) When using this program for the first time, it is recommended to first familiarize with the methodology. A complete set of background reading materials can be downloaded from www.liemberger.cc | 10.) When using this program for the first time, it is recommended to first familiarize with the methodology. A complete set of background reading materials can be downloaded from www.liemberger.cc | 0 | 10). Lors de la première utilisation, il est recommandé de se familiariser avec la méthodologie. Une documentation complète pour l'interprétation du modèle peut être téléchargée sur www.liemberger.cc | 10.) Wenn Sie dieses Programm zum ersten Mal verwenden empfehlen wir Ihnen, sich zuerst mit der Methodik im Allgemeinen vertraut zu machen. Umfangreiche Literatur (in Englischer Sprache) können Sie von www.liemberger.cc herunterladen. | 10.) При исполь-ии программы впервые, реком-ся ознакомиться с методологией на сайте www.liemberger.cc | 10.) Khi sử dụng chương trình này lần đầu tiên, người sử dụng nên làm quen với phương pháp luận trước. Một bộ tài liệu hoàn chỉnh về thông tin nền có thể lấy từ trang web: www.liemberger.cc | 10.) Bila menggunakan program ini untuk kali pertama, disarankan untuk memahami terlebih dahulu metodologinya. Bahan bacaan yang lengkap tentang latar belakang dapat di-download dari www.liemberger.cc | 10.) Cuando emplee este programa por primera vez, se recomienda familiarizarse inicialmente con la metodología. Para ello, usted puede descargar una serie de lecturas del sitio www.liemberger.cc | 10.) Quando si usa il programma per la prima volta, RACCOMANDATO familiarizzare con la metodologia. Un insieme completo di materiali di lettura sull'argomento scaricabile da www.liemberger.cc | 10.) Quando utilizar o programa pela primeira vez, é recomendável primeiro se familiarizar com a metodologia. Uma seleção completa de textos a respeito pode ser baixada do site www.liemberger.cc | 10, A program első használata előtt ajánlott a módszer megismerése. A háttéranyagok letölthetők a www.liemberger.cc oldalról. | عند استخدام البرنامج لأول مرة يجب أن يتعرف المستخدم على طريقة العمل .علما بأن إيضاحات مختلفة للاستخدام يمكن الحصول عليها من خلال الموقعwww.liemberger.cc | 10.) เมื่อมีการใช้โปรแกรมนี้เป็นครั้งแรก ขอแนะนำว่าจะต้อง ทำความคุ้นเคยกับวิธีการใช้ โดยสามารถอ่านภูมิหลังอย่าง ละเอียดของโปรแกรมโดย download ได้จาก website (www.liemberger.cc) | 10.) Preporučljivo je da se pre korišćenja ovog programa upoznate sa terminologijom. Možete ih preuzeti na: http://www.liemberger.cc | 10.)当您是第一次使用這個軟件,建議您先熟悉有關無效益水的控制和計算方法。 您可遊覽www.liemberger.cc以便下載有關文章和資料 | 10.)如果首次使用本软件，建议先熟悉其运算方法。完整可供阅读之背景资料可自www.liemberger.cc网址下载。 | 10.)如果首次使用本軟體，建議先熟悉其運算方法。完整可供閱讀之背景資料可自www.liemberger.cc網址下載。 | 10.) În cazul utilizării acestui program pentru prima dată, se recomandă iniţial familiarizarea cu metodologia. Un set complet de materiale de bază pentru citit pot fi găsite la www.liemberger.cc | 10.) Za nove korisnike ovog programa preporučuje se da se prvo upoznaju sa samom metodologijom. Kompletan set popratnih dokumenata može se naći na www.liemberger.cc
11.) Liemberger & Partners would appreciate feedback! Please send your comments to office@liemberger.cc | 11.) Liemberger & Partners would appreciate feedback! Please send your comments to office@liemberger.cc | 0 | 11.) Liemberger & Partners apprécieront vos commentaires. Merci de les transmettre à office@liemberger.cc | 11.) Liemberger & Partners freuen sich über Anregungen und Kommentare! Bitte senden Sie emails an: office@liemberger.cc | 11.) Компания "Лиембергер и Партнеры" будет призна-тельна получ. отзывы по адресу: office@liemberger.cc | 11.) Công ty Liember & Parners đánh giá cao sự phản hồi của người sử dụngi! Xin vui lòng gửi nhận xét của bạn tới địa chỉ email: office@liemberger.cc | 11.) Liemberger & Partners sangat menghargai masukan Anda! Silakan kirim komentar kepada office@liemberger.cc | 11.) Liemberger & Asociados agradecen sus comentarios. Por favor, enviarlos a office@liemberger.cc | 11.) Liemberger & Partners sono contenti di ogni FEEDBACK! Commenti a office@liemberger.cc | 11.) Liemberger & Associados apreciariam comentários e sugestões. Favor enviá-los para office@liemberger.cc | 11, Liemberger & Partners megbecsüli a visszajelzéseket. Küldje el véleményét az office@liemberger.cc címre | نقدر الاستفسارات وعليه اذا كان لديك استفسار أرسله إلى office@liemberger.cc | 11.) Liemberger & Partners ยินดีรับ ข้อมูลย้อนกลับ จากผู้ใช้ โปรแกรม โปรดส่งความคิดเห็นของท่านไปที่ office@liemberger.cc | 11.) Liemberger & Partners očekuju vaše reakcije! Molimo Vas da šaljete komentare na office@liemberger.cc | 11.) Liemberger & Partners 歡迎您的意見。 請把意見發到office@liembergee.cc | 11.)Liemberger公司欢迎提供意见，请将意见传至 office@liemberger.cc | 11.)Liemberger公司歡迎提供意見，請將意見傳至 office@liemberger.cc | 11.) Liemberger & Partners va aprecia mult comentariile Dvs.! Vă rugăm să le transmiteţi pe adresa office@liemberger.cc | 11.) Liemberger & Partners bi bio zahvalan na komentarima! Pošaljite komentare na office@liemberger.cc
12.) WB-EasyCalc will be continuously improved and upgraded - revisit www.liemberger.cc from time to time to check for new versions. | 12.) WB-EasyCalc will be continuously improved and upgraded - revisit www.liemberger.cc from time to time to check for new versions. | 0 | 12.) WB-EasyCalc sera régulièrement mis à jour et amélioré - visitez www.liemberger.cc de temps en temps pour de nouvelles versions ! | 12.) WB-EasyCalc wird kontinuierlich verbessert - schauen Sie von Zeit zu Zeit auf www.liemberger.cc vorbei um die neueste Version herunterzuladen! | 12.) Упрощенные вычисления ВБ будут постоянно совершенствоваться и обновляться - см. сайт www.liemberger.cc . | 12.) WB-EasyCalc sẽ liên tục được cải thiện và nâng cấp -xin vui lòng vào trang web: www.liemberger để tìm kiếm những phiên bản mới nhất | 12.) WB-EasyCalc akan terus diperbaiki dan diperbarui - kunjungi www.liemberger.cc lagi untuk mendapatkan versi terbaru. | 12.) El Balance hídrico se mejorará y actualizará continuamente, por lo que se recomienda que usted visite el sitio www.liemberger.cc de tiempo en tiempo para verificar la aparición de nuevas versiones. | 12.) WB-EasyCalc è in costante aggiornamento e sviluppo - visitare www.liemberger.cc di tanto in tanto per nuove versioni. | 12.) WB-EasyCalc será continuamente melhorado e atualizado - visite www.liemberger.cc de tempos em tempos para checar as novas versões. | 12, A WB-EasyCalc programot folyamatosan fejlesztjük és frissítjük – időről időre nézzen vissza a www.liemberger.cc oldalunkra! | برنامج البنك الدولي WB-EasyCalc سيتم دائما تطويره وتحديثه , استمر في زيارة موقعنا من وقت لآخر www.liemberger.cc وتابع الإصدارات الجديدة | 12.) จะมีการปรับปรุงและยกระดับโปรแกรม WB-EasyCalc อย่างต่อเนื่อง - ผู้ใช้สามารถเข้าไปเยี่ยมชมเป็นครั้งคราวได้ที่ www.liemberger.cc เพื่อตรวจสอบโปรแกรม รุ่น ใหม่ๆ | 12.) WB-EasyCalc će biti konstantno unapređivan i nadgrađivan- posetite s' vremena na vreme http://www.liemberger.cc da proverite postojanje nove verzije | 12.) WB-EasyCalc 會不停的被改善和提升。請不時遊覽www.liemberger.cc以便下載新版本 | 12.)WB-EasyCalc将会不断改进及升级－请不时造访 www.liemberger.cc 网页，以查询新版本之信息。 | 12.)WB-EasyCalc將會不斷改進及升級－請不時造訪 www.liemberger.cc 網頁，以查詢新版本之訊息。 | 12.) WB-EasyCalc va fi în continuu perfecţionat şi actualizat – vizitaţi din când în când www.liemberger.cc pentru a vedea noile versiuni. | 12.) WB-EasyCalc će se stalno poboljšavati i unapređivati - posjetite www.liemberger.cc s vremena na vrijeme da provjerite da li je objavljena nova verzija.
Enter 1 to use an overall % for meter under-registration or 2 for manual entering of volumes and under-registration of different meter or customer types | Enter 1 to use an overall % for meter under-registration or 2 for manual entering of volumes and under-registration of different meter or customer types | 0 | Enter 1 to use an overall % for meter under-registration or 2 for manual entering of volumes and under-registration of different meter or customer types | 1 eingeben um einen eizigen Prozentsatz zu verwenden (Mittelwert für alle Zähler) oder 2 um Volumina und Prozentsätze für unterschiedliche Zähler typen oder Vunterschiedliche Verbrauchergruppen einzugeben | Enter 1 to use an overall % for meter under-registration or 2 for manual entering of volumes and under-registration of different meter or customer types | Ấn số 1 khi dùng % tổng đối với đồng hồ đo ghi thấp hơn thực tế hoặc số 2 khi nhập cụ thể khối lượng nước và lượng nước đo ghi thấp đối với từng đồng hồ khác nhau hoặc từng loại khách hàng khác nhau | Enter 1 to use an overall % for meter under-registration or 2 for manual entering of volumes and under-registration of different meter or customer types | Enter 1 to use an overall % for meter under-registration or 2 for manual entering of volumes and under-registration of different meter or customer types | Enter 1 to use an overall % for meter under-registration or 2 for manual entering of volumes and under-registration of different meter or customer types | Digite 1 para usar % para submedição ou 2 para entrada manual de volumes e submedição para diferentes medidores ou tipos de consumidores | Enter 1 to use an overall % for meter under-registration or 2 for manual entering of volumes and under-registration of different meter or customer types | Enter 1 to use an overall % for meter under-registration or 2 for manual entering of volumes and under-registration of different meter or customer types | กด 1 เพื่อหา % รวมทั้งหมดของมาตรที่อ่านปริมาณน้ำต่ำกว่าที่ใช้จริง หรือกด 2 เพื่อหาปริมาณน้ำและรายการที่บันทึกต่ำกว่าการใช้จริงแยกตามขนาดของมาตรและประเภทของผู้ใช้น้ำ | Unesite 1 da koristite globalni % za grešku manjeg regisdtrovanja potrošnje ili 2 za korisničko unošenje zapremina i pod-registracije različitih tipova vodomera ili korisnika | 若用整体水表失准百分比計算，输入1；若手工输入不同用户或不同类型水表的失准容量，则輸入2 | 欲使用水表负偏差所占之总百分比者，请进入１；欲手动输入不同水表或用户类型之水量及水表负偏差者，请进入２。 | 欲使用水錶負偏差所占之總百分比者，請進入１；欲手動輸入不同水錶或用戶類型之水量及水錶負偏差者，請進入２。 | Introduceţi 1 pentru a utiliza un % fix pentru înregistrările diminuate ale contoarelor sau 2 pentru introducerea manuală a volumelor şi înregistrărilor diminuate pe diferite tipuri de contoare sau tipuri de consumatori | Unesite 1 ako želite koristiti jedan zajednički % za brojila koja registriraju manje ili unesite 2 za ručni unos količina i % za različite vrste potrošača ili brojila koja registriraju manje
Number of inactive accounts with existing service connection | Number of inactive accounts with existing service connection | 0 | Number of inactive accounts with existing service connection | Anzahl der Hausanschlüsse die existieren aber derzeit nicht in Verwendung sind | Number of inactive accounts with existing service connection | Số lượng các khách hàng hiện đã có đấu nối nhưng không sử dụng | Number of inactive accounts with existing service connection | Number of inactive accounts with existing service connection | Number of inactive accounts with existing service connection | Número de contas inativas com ligação existente | Number of inactive accounts with existing service connection | Number of inactive accounts with existing service connection | กรณีค้างชำระค่าน้ำ (แต่ยังคงเป็นผู้ใช้น้ำอยู่)…….....ราย | Broj neaktivnih korisničkih naloga sa postojećim servisnim priključcima | 不活跃接驳用戶总数 | 现有之闲置接户管数量 | 現有之閒置接管戶數量 | Numărul de consumatori inactivi cu branşament existent | Broj neaktivnih priključaka
The volumes used for this water balance are for a period of: | The volumes used for this water balance are for a period of: | 0 | The volumes used for this water balance are for a period of: | Die Wassermengen die für diese Wasserbilanz verwendet wurden sind für einen Zeitraum von: | The volumes used for this water balance are for a period of: | Khối lượng sử dụng trong cân bằng nước này là của giai đoạn: | The volumes used for this water balance are for a period of: | The volumes used for this water balance are for a period of: | The volumes used for this water balance are for a period of: | Os volumes usados para este balanço são para um período de: | The volumes used for this water balance are for a period of: | The volumes used for this water balance are for a period of: | ปริมาณน้ำที่ใช้สำหรับการตรวจสอบปริมาณน้ำสำหรับช่วงเวลา....... | Zapremine korišćene za ovaj vodei balans su za period od: | 此水量平衡的天数为: | 本水平衡计算水量之用水期间： | 本水平衡計算水量之用水期間： | Volumele folosite pentru Bilantul apei sunt pe o perioada de: | Količine korištene za ovaj vodni bilans su za period od:
Days | Days | 0 | Days | Tagen | Days | Ngày | Days | Days | Days | Dias | Days | Days | วัน | Dana | 天 | 日 | 日 | Zile | dana
m3/year | m3/year | 0 | m3/an | m3/Jahr | м3/год | m3/năm | m3/tahun | m3/año | m3/anno | m3/ano | m3/év | م3\سنويا | ลบ.ม./ปี | m3/god | 立方米/年 | m3/year | m3/year | m3/an | m3/god
Water Balance in m3/year | Water Balance in m3/year | 0 | Water Balance in m3/year | Wasserbilanz in m3/Jahr | Water Balance in m3/year | Cân bằng Nước tính theo m3/năm | Water Balance in m3/year | Water Balance in m3/year | Water Balance in m3/year | Balanço Hídrico em m3/ano | Water Balance in m3/year | Water Balance in m3/year | การตรวจสอบปริมาณน้ำเป็น ลบ.ม./ปี | Vodeni balans u m3/god | 水量平衡 (立方米/年) | 水平衡以 m3/year 计 | 以 m3/year 計之水平衡 | Bilanţul apei în m3/an | Vodni bilans u m3/god
Water Balance in m3/day | Water Balance in m3/day | 0 | Water Balance in m3/day | Wasserbilanz in m3/Tag | Water Balance in m3/day | Cân bằng Nước tính theo m3/ngày | Water Balance in m3/day | Water Balance in m3/day | Water Balance in m3/day | Balanço Hídrico em m3/dia | Water Balance in m3/day | Water Balance in m3/day | การตรวจสอบปริมาณน้ำเป็น ลบ.ม./วัน | Vodeni balans u m3/dan | 水量平衡 (立方米/天) | 水平衡以 m3/day 计 | 以 m3/day 計之水平衡 | Bilanţul apei în m3/zi | Vodni bilans u m3/dan
litres/connection/day | liters/connection/day | 0 | litres/branchement/jour | Liter/Hausanschluss/Tag | литр/отвод.линия/день | l/đấu nối/ngày | liter/sambungan/hari | litros/conexión/día | litri/allacciamento/g | litros/ligação/dia | liter/csatlakozás/nap | لتر\وصله\يوم | ลิตร/ราย/วัน | lit/priključku/dan | 公升/接驳用戶/天 | 升/接户管/日 | 公升/接管/日 | Litri/branşament/zi | Litara/priključak/dan
Water Balance in m3 for a period of | Water Balance in m3 for a period of | 0 | Water Balance in m3 for a period of | Wasserbilanz in m3 für einen Zeitraum von | Water Balance in m3 for a period of | Cân bằng Nước tính theo m3 của giai đoạn | Water Balance in m3 for a period of | Water Balance in m3 for a period of | Water Balance in m3 for a period of | Balanço Hídrico em m3 para um período de | Water Balance in m3 for a period of | Water Balance in m3 for a period of | การตรวจสอบปริมาณน้ำเป็น ลบ.ม. สำหรับช่วงเวลา....... | Vodeni balans u m3 za period od | 水量平衡（立方米) 天数： | 以下期间以 m3 计之水平衡 | 以下期間以 m3 計之水平衡 | Bilanţul apei în m3 pentru o perioadă de | Vodni bilans u m3 za period od
Water Balance for Period | Water Balance for Period | 0 | Water Balance for Period | Wasserbilanz für den Zeitraum | Water Balance for Period | Cân bằng Nước của giai đoạn | Water Balance for Period | Water Balance for Period | Water Balance for Period | Balanço Hídrico para o período | Water Balance for Period | Water Balance for Period | การตรวจสอบปริมาณน้ำสำหรับช่วงเวลา....... | Vodeni balans za period | 水量平衡期 | 水平衡期间 | 水平衡期間 | Bilanţul apei pe perioada | Vodni bilans za period
0
0
0
0
0
0
0
h

## Language 3
Language Customisation |  | Home
English - World Bank preferred Terminology | My Language
Getting Started |  | WARNING: if possible, the translated text should not exceed the length of the english text or at least not the texts of any of the other lanaguages. This can be bset seen on the sheet "Language 2"
Water Balance
Performance Indicators
Network Data
Pressure
System Input Volume
Billed Consumption
Unbilled Consumption
Unauthorized Consumption
Customer Meter Inaccuracies and Data Handling Errors
Change Language | Change Language
System Input Volume
Authorized Consumption
Water Losses
Billed Authorized Consumption
Unbilled Authorized Consumption
Commercial Losses
Physical Losses
Billed Metered Consumption
Billed Unmetered Consumption
Unbilled Metered Consumption
Unbilled Unmetered Consumption
Customer Meter Inaccuracies and Data Handling Errors
Revenue Water
Non-Revenue Water
Error Margin [+/-]:
m3/day
Best Estimate
Error Margin [+/- %]
Lower Bound
Upper Bound
Level of Service
Volume of Physical Losses
Physical Loss Performance Indicators
Commercial Loss Performance Indicators
Financial Performance Indicators
Performance Group
Developed Country Situation
Developing Country Situation
Average Supply Time [h/day]
Average Pressure [m]
CAPL - Current Annual Volume of Physical Losses [m3/day]
MAPL - Minimum Achievable Volume of Physical Losses [m3/day]
Liters per Connection per Day (w.s.p.) w.s.p.: when the system is pressurized - this means the value is already corrected in the case of intermittent supply
Liters per Connection per Day per meter Pressure (w.s.p.)
Infrastructure Leakage Index (ILI)
Commercial Losses expressed in % of Authorized Consumption
Volume of Non-Revenue Water expressed in % of System Input Volume
Value of Non-Revenue Water expressed in % of Annual Operating Cost
Distribution and Transmission Mains
Service Connections
Description
Length [km]
Number
Total [km]
Possible underestimation
Pipe Length [km]
Minimum
Maximum
Best Estimate
Number of Connections of Registered Customers Note: this figure is most likely (a little bit) less than the number of customers
Estimated Number of Illegal Connections
Number of Connections
Average Length of Service Connection from Property Boundary to Customer Meter [meter]
Total Length of Service Connections from Property Boundary to Customer Meter [kilometer]
Average Pressure
Intermittent Supply
Area
Approximate Number of Connections
Daily Average Pressure [m]
Supply Time [days per week]
Supply Time [hours per day]
Average Daily Supply Time [hours]
Water Source
System Input Volume [m3]
Financial Information
Average Tariff
Variable Production and Distribution Cost (Marginal Cost of Water)
per m3
Currency
Components of Non-Revenue Water to be valued at either (i) Average Tariff - if water could be sold or (ii) Production and Distribution Cost if a reduction of the NRW component would only lead to reduced System Input Volume. For Average Tariff enter 1, for Production and Distribution Cost enter 2.
NRW Component
Annual Value
Total Value of NRW
Annual Operating Cost (without Depreciation)
Bulk Water Supply (Export)
[m3]
Estimated Number
Persons per House
Consumption [liters/person/day]
Total [m3]
Consumption [liters/connection/day]
Consumption [liters/customer/day]
Unauthorized Consumption [m3]
Meter under-registration
Estimated % of under-reading
Billed Metered Consumption (without Bulk Supply)
Metered Bulk Supply (Export)
Unbilled Metered Consumption (without Bulk Supply)
Bulk Water Supply (Export)
Corrupt Meter Reading Practices
Data Handling Errors (Office)
m3/km mains per hour (w.s.p.)
Unbilled Unmetered Consumption [m3]
Consumption [m3/day]
Illegal Connections - domestic
Illegal Connections - others
Meter tampering, bypasses, etc. at registered customers
Charts
Data Entry
Results
Explanations
Randomly Selected International Data Set
Utility Name:
Year:
Water Losses - Volume and Value (Cost)
International Benchmarking
0
Physical Loss Assessment Matrix
Technical Performance Category
Liters/connection/day
(when the system is pressurized) at an average pressure of:
Back to Indicators
Home
Further loss reduction may be uneconomic unless there are shortages; careful analysis needed to identify cost effective improvement
Potential for marked improvements; consider pressure management; better active leakage control practices, and better network maintenance
Poor leakage record; tolerable only if water is plentiful and cheap; even then, analyze level and nature of leakage and intensify leakage reduction efforts
Horrendously inefficient use of resources; leakage reduction programs imperative and high priority
1.) WB-EasyCalc was designed to help water utilities and consultants to properly apply the IWA Water Loss Task Force Methodology
2.) The pre-set Language is English using the IWA terminology. If you would like to use the World Bank favored terms "Physical Losses" and "Commercial Losses" instead of the IWA terms "Real Losses" and "Apparent Losses" click on the button "change language" and select code 2.
3.) In the World Bank Terminology, the IWA terms "UARL - Unavoidable Annual Volume of Real Losses" and "CARL - Current Annual Volume of Real Losses" were replaced with the World Bank favored terms "MAPL - Minimum Achievable Annual Volume of Physical Losses" and "CAPL - Current Annual Volume of Physical Losses". However, the underlying formula remained of course unchanged.
4.) WB-EasyCalc was optimized for a screen resolution of 1024 x 768 Pixel
5.) Color Coding:
white cells are for data entry
light green cells are calculated values
6.) While every effort has been made by the developers to ensure that WB-EasyCalc is free from error, those using the model do so at their own risk. Liemberger & Partners accept no liability of any nature for losses (direct or indirect) incurred through the use of this model.
7.) The program is protected with passwords which will not be revealed.
8.) GIGO - Garbage in Garbage out! The user has to be aware that results calculated with this program can be extremely wrong if base data is wrong or incomplete.
9.) It is ALWAYS recommended to carry out a thorough leakage analysis based on measurements in the distribution network to support and verify the physical loss figure calculated with this program.
10.) When using this program for the first time, it is recommended to first familiarize with the methodology. A complete set of background reading materials can be downloaded from www.liemberger.cc
11.) Liemberger & Partners would appreciate feedback! Please send your comments to office@liemberger.cc
12.) WB-EasyCalc will be continuously improved and upgraded - revisit www.liemberger.cc from time to time to check for new versions.
Enter 1 to use an overall % for meter under-registration or 2 for manual entering of volumes and under-registration of different meter or customer types
Number of inactive accounts with existing service connection
The volumes used for this water balance are for a period of:
Days
m3/year
Water Balance in m3/year
Water Balance in m3/day
liters/connection/day
Water Balance in m3 for a period of
Water Balance for Period
0
0
0
0
0
0
0
0
0
0

## Used Language
| Language Used | Home
2
4 | Getting Started
5 | Water Balance
6 | Performance Indicators
7 | Network Data
8 | Pressure
9 | System Input Volume
10 | Billed Consumption
11 | Unbilled Consumption
12 | Unauthorized Consumption
13 | Customer Meter Inaccuracies and Data Handling Errors
14 | Change Language
15 | System Input Volume
16 | Authorized Consumption
17 | Water Losses
18 | Billed Authorized Consumption
19 | Unbilled Authorized Consumption
20 | Commercial Losses
21 | Physical Losses
22 | Billed Metered Consumption
23 | Billed Unmetered Consumption
24 | Unbilled Metered Consumption
25 | Unbilled Unmetered Consumption
26 | Customer Meter Inaccuracies and Data Handling Errors
27 | Revenue Water
28 | Non-Revenue Water
29 | Error Margin [+/-]:
30 | m3/day
31 | Best Estimate
32 | Error Margin [+/- %]
33 | Lower Bound
34 | Upper Bound
35 | Level of Service
36 | Volume of Physical Losses
37 | Physical Loss Performance Indicators
38 | Commercial Loss Performance Indicators
39 | Financial Performance Indicators
40 | Performance Group
41 | Developed Country Situation
42 | Developing Country Situation
43 | Average Supply Time [h/day]
44 | Average Pressure [m]
45 | CAPL - Current Annual Volume of Physical Losses [m3/day]
46 | MAPL - Minimum Achievable Volume of Physical Losses [m3/day]
47 | Liters per Connection per Day (w.s.p.) w.s.p.: when the system is pressurized - this means the value is already corrected in the case of intermittent supply
48 | Liters per Connection per Day per meter Pressure (w.s.p.)
49 | Infrastructure Leakage Index (ILI)
50 | Commercial Losses expressed in % of Authorized Consumption
51 | Volume of Non-Revenue Water expressed in % of System Input Volume
52 | Value of Non-Revenue Water expressed in % of Annual Operating Cost
53 | Distribution and Transmission Mains
54 | Service Connections
55 | Description
56 | Length [km]
57 | Number
58 | Total [km]
59 | Possible underestimation
60 | Pipe Length [km]
61 | Minimum
62 | Maximum
63 | Best Estimate
64 | Number of Connections of Registered Customers Note: this figure is most likely (a little bit) less than the number of customers
65 | Estimated Number of Illegal Connections
66 | Number of Connections
67 | Average Length of Service Connection from Property Boundary to Customer Meter [meter]
68 | Total Length of Service Connections from Property Boundary to Customer Meter [kilometer]
69 | Average Pressure
70 | Intermittent Supply
71 | Area
72 | Approximate Number of Connections
73 | Daily Average Pressure [m]
74 | Supply Time [days per week]
75 | Supply Time [hours per day]
76 | Average Daily Supply Time [hours]
77 | Water Source
78 | System Input Volume [m3]
79 | Financial Information
80 | Average Tariff
81 | Variable Production and Distribution Cost (Marginal Cost of Water)
82 | per m3
83 | Currency
84 | Components of Non-Revenue Water to be valued at either (i) Average Tariff - if water could be sold or (ii) Production and Distribution Cost if a reduction of the NRW component would only lead to reduced System Input Volume. For Average Tariff enter 1, for Production and Distribution Cost enter 2.
85 | NRW Component
86 | Annual Value
87 | Total Value of NRW
88 | Annual Operating Cost (without Depreciation)
89 | Bulk Water Supply (Export)
90 | [m3]
91 | Estimated Number
92 | Persons per House
93 | Consumption [liters/person/day]
94 | Total [m3]
95 | Consumption [liters/connection/day]
96 | Consumption [liters/customer/day]
97 | Unauthorized Consumption [m3]
98 | Meter under-registration
99 | Estimated % of under-reading
100 | Billed Metered Consumption (without Bulk Supply)
101 | Metered Bulk Supply (Export)
102 | Unbilled Metered Consumption (without Bulk Supply)
103 | Bulk Water Supply (Export)
104 | Corrupt Meter Reading Practices
105 | Data Handling Errors (Office)
106 | m3/km mains per hour (w.s.p.)
107 | Unbilled Unmetered Consumption [m3]
108 | Consumption [m3/day]
109 | Illegal Connections - domestic
110 | Illegal Connections - others
111 | Meter tampering, bypasses, etc. at registered customers
112 | Charts
113 | Data Entry
114 | Results
115 | Explanations
116 | Randomly Selected International Data Set
117 | Utility Name:
118 | Year:
119 | Water Losses - Volume and Value (Cost)
120 | International Benchmarking
121 | 0
122 | Physical Loss Assessment Matrix
123 | Technical Performance Category
124 | Liters/connection/day
125 | (when the system is pressurized) at an average pressure of:
126 | Back to Indicators
127 | Home
128 | Further loss reduction may be uneconomic unless there are shortages; careful analysis needed to identify cost effective improvement
129 | Potential for marked improvements; consider pressure management; better active leakage control practices, and better network maintenance
130 | Poor leakage record; tolerable only if water is plentiful and cheap; even then, analyze level and nature of leakage and intensify leakage reduction efforts
131 | Horrendously inefficient use of resources; leakage reduction programs imperative and high priority
132 | 1.) WB-EasyCalc was designed to help water utilities and consultants to properly apply the IWA Water Loss Task Force Methodology
133 | 2.) The pre-set Language is English using the IWA terminology. If you would like to use the World Bank favored terms "Physical Losses" and "Commercial Losses" instead of the IWA terms "Real Losses" and "Apparent Losses" click on the button "change language" and select code 2.
134 | 3.) In the World Bank Terminology, the IWA terms "UARL - Unavoidable Annual Volume of Real Losses" and "CARL - Current Annual Volume of Real Losses" were replaced with the World Bank favored terms "MAPL - Minimum Achievable Annual Volume of Physical Losses" and "CAPL - Current Annual Volume of Physical Losses". However, the underlying formula remained of course unchanged.
135 | 4.) WB-EasyCalc was optimized for a screen resolution of 1024 x 768 Pixel
136 | 5.) Color Coding:
137 | white cells are for data entry
138 | light green cells are calculated values
139 | 6.) While every effort has been made by the developers to ensure that WB-EasyCalc is free from error, those using the model do so at their own risk. Liemberger & Partners accept no liability of any nature for losses (direct or indirect) incurred through the use of this model.
140 | 7.) The program is protected with passwords which will not be revealed.
141 | 8.) GIGO - Garbage in Garbage out! The user has to be aware that results calculated with this program can be extremely wrong if base data is wrong or incomplete.
142 | 9.) It is ALWAYS recommended to carry out a thorough leakage analysis based on measurements in the distribution network to support and verify the physical loss figure calculated with this program.
143 | 10.) When using this program for the first time, it is recommended to first familiarize with the methodology. A complete set of background reading materials can be downloaded from www.liemberger.cc
144 | 11.) Liemberger & Partners would appreciate feedback! Please send your comments to office@liemberger.cc
145 | 12.) WB-EasyCalc will be continuously improved and upgraded - revisit www.liemberger.cc from time to time to check for new versions.
146 | Enter 1 to use an overall % for meter under-registration or 2 for manual entering of volumes and under-registration of different meter or customer types
147 | Number of inactive accounts with existing service connection
148 | The volumes used for this water balance are for a period of:
149 | Days
150 | m3/year
151 | Water Balance in m3/year
152 | Water Balance in m3/day
153 | liters/connection/day
154 | Water Balance in m3 for a period of
155 | Water Balance for Period
156 | 0
157 | 0
158 | 0
159 | 0
160 | 0
161 | 0
162 | 0

## Matrix
Physical Loss Assessment Matrix | [7 empty] | Home
Technical Performance Category |  | ILI | Liters/connection/day
|  |  | (when the system is pressurized) at an average pressure of: |  |  |  |  | Back to Indicators
|  |  | 10 m | 20 m | 30 m | 40 m | 50 m
Developed Country Situation | A | 1 - 2 |  | < 50 | < 75 | < 100 | < 125
| B | 2 - 4 |  | 50-100 | 75-150 | 100-200 | 125-250
| C | 4 - 8 |  | 100-200 | 150-300 | 200-400 | 250-500
| D | > 8 |  | > 200 | > 300 | > 400 | > 500
Developing Country Situation | A | 1 - 4 | < 50 | < 100 | < 150 | < 200 | < 250
| B | 4 - 8 | 50-100 | 100-200 | 150-300 | 200-400 | 250-500
| C | 8 - 16 | 100-200 | 200-400 | 300-600 | 400-800 | 500-1000
| D | > 16 | > 200 | > 400 | > 600 | > 800 | > 1000
| A | Further loss reduction may be uneconomic unless there are shortages; careful analysis needed to identify cost effective improvement
| B | Potential for marked improvements; consider pressure management; better active leakage control practices, and better network maintenance
| C | Poor leakage record; tolerable only if water is plentiful and cheap; even then, analyze level and nature of leakage and intensify leakage reduction efforts
| D | Horrendously inefficient use of resources; leakage reduction programs imperative and high priority