## Introduction
VERSION 1.1 (JUN 2020)
DERISKING RENEWABLE ENERGY INVESTMENT
MINI-GRID LCOE TOOL
|  | Country: |  | [Country]
|  | Technology: |  | Solar PV-Battery MG
|  | Regulatory track (if applicable) |  | NA
|  | Owner: |  | [Insert]
|  | Date last updated (Mo/Dy/Yr): |  | [Date]
A. OVERVIEW
This LCOE tool is one component of the DREI framework to assist policymakers in selecting public instruments to promote renewable energy investment.
This tool calculates the levelised cost of electricity (LCOE) for a given country’s target rural electrification using solar PV-battery mini-grids, before and after the introduction of public instruments.
This tool is accompanied by a package of complementary tools, materials and guidance. Please visit www.undp.org/DREI
B. TABLE OF CONTENTS
This financial tool is organised into the following sheets
I. Summary Output
II. Inputs Load Profile
III. Inputs Baseline Diesel
IV. Inputs Solar PV Battery
V. Load Profile
VI. Generation
VII. LCOE Diesel
VIII. LCOE Solar
IX. Irradiation Data
X. Instrument Costing
XI. Sensitivity Outputs
XII. Charts
XIII. Report Summary Table
C. IMPORTANT GUIDANCE
The following modelling conventions are used throughout this tool:
Currency
- The currency used in the model is input in this tab and is reflected elsewhere accordingly. If a different currency is to be used, please make the change in cell H39 below.
|  | Model currency | USD
Input cells
- Input cells require the user to enter numeric or qualitative data, to adjust a formula, or to select an option from a drop-down menu.
| - Input cells are formatted in blue font. An example of the format is as follows: |  |  |  | 0
- Input cells may have illustrative reference data/placedholders inserted. These are for illustrative purposes only. Please replace with market-specific data related to the country being analysed.
Output cells
- An output cell consists of a pre-existing formula. Do NOT enter data into an output cell. If the formula is overwritten, this could compromise the financial tool.
- Output cells are formatted in black font.
In-model guidance
| - Guidance is provided at various points in the model in red italicized fonts as follows: |  |  |  | Guidance [Ungroup cells to reveal]
- For further guidance on the use of this tool, please see the guidance note available at www.undp.org/DREI
Checks
- Check cells will appear when there is an invalid entry of some sort. Check cells are formatted in red font. If it appears, the check cell provides guidance on how to rectify the invalid entry.
Protected sheets and cells
- In order to ensure that the tool maintains its functionality and formulae are not accidently deleted and/or comprimised, this tool is distributed with sheets and cells in 'protected' mode.
- To unprotect sheets and cells, go to review > unprotect sheet. The password to unprotect sheets is "energy".
- This introductory sheet may not be unprotected.
D. DISCLAIMER
This financial tool is for informational purposes only. UNDP is not responsible and does not accept any liability whatsoever for the accuracy of this financial tool or any data within it.
This financial tool does not represent an endorsement by UNDP of any activity or project.

## I. Summary Output
VERSION 1.1 (JUN 2020)
I. SUMMARY OUTPUTS
This sheet is organised into six sections.
|  | A. | Solar PV-Battery MG Target Market Size
|  | B. | Demand Profile & System Summary
|  | C. | Capital Structure & Financing Summary
|  | D. | Overview of LCOE & Electricity Use
|  | E. | Overview of Financing
|  | F. | Public Instrument Costs
G. Performance Metrics
A. SOLAR PV-BATTERY MINI-GRIDS TARGET MARKET SIZE
[Country]
Solar PV-Battery MG
| Targets | [8 empty] | MW
|  | Target Year |  |  | Year | 2025
|  | Target Installed Capacity |  |  | kW | 10000
|  | Number of people to be electrified via solar PV-battery mini-grids |  |  | ppl | 250000 |  |  |  | %
|  | Number of households to be electrified via solar PV-battery mini-grids |  |  | hh | 50000 |  |  |  | MWh/year
|  | Total number of solar-PV battery mini-grids |  |  | Mini-Grids | 500
| Regulatory track approach, if applicable | [8 empty] | EUR/MW
|  | Regulatory track chosen |  |  |  | NA
|  | Percentage of mini-grids implemented under chosen regulatory track |  |  | % | 100% |  |  |  | %
|  | Number of mini-grids under chosen regulatory track |  |  | Mini-Grids | 500 |  |  |  | %
|  | Number of mini-grid companies under chosen regulatory track |  |  | Companies | 5
Country inputs
|  | Effective Corporate Tax Rate |  |  | % | 20%
|  | Public Cost of Capital |  |  | % | 8%
B. DEMAND PROFILE & SYSTEM SUMMARY
| Demand Profile, Average System |  |  |  |  | Demand Profile
| Number of household connections |  |  |  | hh/Mini-Grid | 100
Total Daily Load
|  | All household connections |  |  | kWh/day | 40.5
|  | Productive Use |  |  | kWh/day | 9.51
|  | Social/Community Infrastructure |  |  | kWh/day | 0.96
|  | Total |  |  | kWh/day | 50.97
Breakdown of Total Daily Load
|  | Average daily load per household |  |  | kWh/day/hh | 0.405
| Baseline Technology, Average System Size |  |  |  |  | Baseline Diesel MG
Average System Size
|  | Diesel Generator |  |  | kWp/Mini-Grid | 10.76
|  | Distribution Losses |  |  | % | 10%
| Lifetime of investment |  |  |  | Years | 20
| Initial Investment in Diesel Mini-Grid | [6 empty] | Guidance [Ungroup to reveal] | This is denoted as initial investment as the diesel mini-grid requires the replacement of the generator periodically.
|  | Generation |  |  | USD/Mini-Grid | 2152
|  | Distribution |  |  | USD/Mini-Grid | 32050
|  | Land |  |  | USD/Mini-Grid | 200
| Average Initial Investment, Diesel Mini-Grid |  |  |  | USD/Mini-Grid | 34402
| Solar PV-Battery Mini-Grid, Average System Size |  |  |  |  | Solar PV-Battery MG
Average System Size
|  | Solar PV Module Size |  |  | kWp/Mini-Grid | 20
|  | Battery Size |  |  | kWh/Mini-Grid | 60
|  | Distribution Losses |  |  | % | 10%
| Average Annual Electricity Generation (Serviced Demand) |  |  |  | kWh/Mini-Grid/Yr | 20360.9467
| Lifetime of investment |  |  |  |  | 20
| Initial Investment in Solar PV-Battery Mini-Grid (Pre-derisking) | [6 empty] | Guidance [Ungroup to reveal] | This is denoted as initial investment as the solar pv-battery mini-grid requires the replacement of the battery and inverters periodically.
|  | Investment in Generation |  |  | USD/Mini-Grid | 50000
|  | Investment in Distribution |  |  | USD/Mini-Grid | 25550
|  | Land |  |  | USD/Mini-Grid | 500
|  |  | Pre-Derisking Grants/Capital Subsidies |  | USD/Mini-Grid | 0
| Average Initial Investment in Mini-Grids, Pre-Derisking |  |  |  | USD/Mini-Grid | 76050
|  |  | Post-Derisking Grants/Capital Subsidies |  | USD/Mini-Grid | 0
| Average Initial Investment in Mini-Grids, Post Derisking |  |  |  | USD/Mini-Grid | 76050
Guidance: Ungroup to reveal Detailed Breackdown of System and Replacement Costs
| Detailed Breakdown of System and Replacement Costs, Average System |  |  |  |  | Solar PV-Battery MG |  | Guidance [Ungroup to reveal] | This section is for modelling purposes only, but could also provide helpful information to the modeller/end-user
|  | Solar PV |  |  | kW | 20
|  | Battery |  |  | kWh | 60
Unit Costs, Pre-derisking
|  | Solar PV Modules |  |  | USD/kWp | 500
|  | Battery Cost, Initial Investment |  |  | USD/kWh | 400
|  | Battery Cost, 1st Replacement |  |  | USD/kWh | 309.5124
|  | Inverter Cost, Initial Investment |  |  | USD/kWp | 300
|  | Inverter Cost, 1st Replacement |  |  | USD/kWp | 225.4342
Initial Investment, Pre-derisking
|  | Generation - Solar PV |  |  | USD/Mini-Grid | 10000
|  | Generation - Battery |  |  | USD/Mini-Grid | 24000
|  | Generation - Other |  |  | USD/Mini-Grid | 16000
|  | Distribution Costs |  |  | USD/Mini-Grid | 25550
|  | Land |  |  | USD/Mini-Grid | 500
| Total Initial Investment, Pre-derisking |  |  |  | USD/Mini-Grid | 76050
|  | Less: Pre-Derisking Grants/Capital Subsidies |  |  | USD/Mini-Grid | 0
| Net Initial Investment, Pre-Derisking |  |  |  | USD/Mini-Grid | 76050
Unit Costs, Post derisking
|  | Solar PV Modules |  |  | USD/kWp | 500
|  | Battery Cost, Initial Investment |  |  | USD/kWh | 400
|  | Battery Cost, Replacement |  |  | USD/kWh | 309.5124
|  | Inverter Cost, Initial Investment |  |  | USD/kWp | 300
|  | Inverter Cost, Replacement |  |  | USD/kWp | 225.4342
Initial Investment Post-derisking
|  | Generation - Solar PV |  |  | USD/Mini-Grid | 10000
|  | Generation - Battery |  |  | USD/Mini-Grid | 24000
|  | Generation - Other |  |  | USD/Mini-Grid | 16000
|  | Distribution Costs |  |  | USD/Mini-Grid | 25550
|  | Land |  |  | USD/Mini-Grid | 500
| Total Initial Investment, Post-derisking |  |  |  | USD/Mini-Grid | 76050
|  | Less: Post-Derisking Grants/Capital Subsidies |  |  | USD/Mini-Grid | 0
| Net Investment, Post-Derisking |  |  |  | USD/Mini-Grid | 76050
Solar PV-Battery MG
| Total Sector-Wide Solar PV-Battery Mini-Grids |  |  |  | kWp | 10000
| Total Annual Electricity Generation (Serviced Demand) |  |  |  | kWh/Yr | 10180473.3333
| Total Initial Investment | [6 empty] | Guidance [Ungroup to reveal] | This is denoted as initial investment as the solar pv-battery mini-grid requires the replacement of the battery and inverters periodically.
|  | Investment in Generation |  |  | USD | 25000000
|  | Investment in Distribution |  |  | USD | 12775000
|  | Land |  |  | USD | 250000
|  |  | Pre-Derisking Grants/Capital Subsidies |  | USD | 0
| Total Initial Investment in Mini-Grids, Pre-Derisking |  |  |  | USD | 38025000
|  |  | Post-Derisking Grants/Capital Subsidies |  | USD | 0
| Total Initial Investment in Mini-Grids, Post Derisking |  |  |  | USD | 38025000
C. CAPITAL STRUCTURE & FINANCING SUMMARY
Solar PV-Battery MG
[6 empty] | Pre-Derisking | Post-Derisking
Capital Structure (End-Point)
|  | % Grants |  |  | % | 0% | 0%
|  | % Equity |  |  | % | 100% | 100%
|  | % Debt |  |  | % | 0% | 0%
Capital Structure (Mid-Point)
|  | % Grants |  |  | % | 0% | 0%
|  | % Equity |  |  | % | 100% | 100%
|  | % Debt |  |  | % | 0% | 0%
Share of Debt Financing
|  |  |  | % Public Loans | % | 0% | 0%
|  |  |  | % Commercial Loans with Public Guarantees | % | 0% | 0%
|  |  |  | % Commercial Loans without Public Guarantees | % | 0% | 0%
Cost of Capital
|  | Cost of Equity |  |  | % | 19% | 19%
Cost of Debt
|  |  |  | Public Loans | % | N/A | N/A
|  |  |  | Commercial Loans with Public Guarantees | % | N/A | N/A
|  |  |  | Commercial Loans without Public Guarantees | % | N/A | N/A
|  | Weighted Average Cost of Capital (WACC, excl. Grants, after tax) |  |  | % | 19% | 19%
Loan Tenor
|  | Public Loans |  |  | Years | N/A | N/A
|  | Commercial Loans with Public Guarantees |  |  | Years | N/A | N/A
|  | Commercial Loans without Public Guarantees |  |  | Years | 10 | 10
D. OVERVIEW OF LCOE & ELECTRICITY USE
Baseline Diesel MG
| Levelised Cost of Electricity (LCOE) |  |  |  | USD/kWh | 1.0872
Solar PV-Battery MG
[6 empty] | Pre-Derisking | Post-Derisking
| Levelised Cost of Electricity (LCOE) |  |  |  | USD/kWh | 1.116 | 1.116
Daily Electricity Use Summary
|  | Avg. daily electricity use per household |  |  | kWh/hh/day | 0.405 | 0.405
|  | Avg. daily electricity bill per household |  |  | USD/hh/day | 0.45198 | 0.45198
Weekly Electricity Use Summary
|  | Avg. weekly electricity use per household |  |  | kWh/wk | 2.835 | 2.835
|  | Avg. weekly electricity bill per household |  |  | USD/hh/wk | 3.1639 | 3.1639
E. OVERVIEW OF FINANCING
Solar PV-Battery MG
[6 empty] | Pre-Derisking | Post-Derisking
| Total Initial Investment in Mini-Grids (incl. grants) |  |  |  | USD | 38025000 | 38025000
| Grants/Capital Subsidies, Total |  |  |  | USD | 0 | 0
| Equity Financing, Total |  |  |  | USD | 38025000 | 38025000
| Debt Financing, Total |  |  |  | USD | 0 | 0
Breakdown of debt products
|  |  | Public Loans |  | USD | 0 | 0
|  |  | Commercial Loans with Public Guarantees |  | USD | 0 | 0
|  |  | Commercial Loans without Public Guarantees |  | USD | 0 | 0
F. PUBLIC INSTRUMENT COSTS
Solar PV-Battery MG
[6 empty] | Pre-Derisking | Post-Derisking
Policy Derisking Instruments
Present Value of:
|  |  | Energy Market Risk Activities |  | USD | 0 | 0
|  |  | Social Acceptance Risk Activities |  | USD | 0 | 0
|  |  | Hardware Risk Activities |  | USD | 0 | 0
|  |  | Digital Risk Activities |  | USD | 0 | 0
|  |  | Labour Risk Activities |  | USD | 0 | 0
|  |  | Developer Risk Activities |  | USD | 0 | 0
|  |  | End-user Credit Risk Activities |  | USD | 0 | 0
|  |  | Financing Risk Activities |  | USD | 0 | 0
| Total Public Cost of Policy Derisking Instruments |  |  |  | USD | 0 | 0
Financial Derisking Instruments
Assumptions:
|  |  | Use of paid-in capital leverage multiplier |  |  | No | No
|  |  | Paid-in capital leverage multiplier |  | x | N/A | N/A
Debt Products
|  |  | Public Loans |  | USD | 0 | 0
|  |  | Public Guarantees for Commercial Loans |  | USD | 0 | 0
Equity Products
|  |  | Political Risk Insurance |  | USD | 0 | 0
|  | Currency Products |  |  | USD | 0 | 0
|  | Grid Extension Compensation |  |  | USD |  | 0
Direct Financial Incecentives
|  |  | Grants/Capital Subsidies |  | USD | 0 | 0
| Total Public Cost of Financial Derisking and Incentives |  |  |  | USD | 0 | 0
| Total Public Cost of Derisking Instruments |  |  |  | USD | 0 | 0
G. PERFORMANCE METRICS
Solar PV/Battery
[6 empty] | Pre-Derisking | Post-Derisking
Metric 1 - Private Sector Investment Leverage
|  | Multiple |  |  |  |  | #DIV/0!
|  | Total Investment Cost (excl. Grants) |  |  | USD |  | 38025000
|  | Policy Derisking Costs |  |  | USD |  | 0
|  | Financial Derisking Costs (excl. Grants) |  |  | USD |  | 0
|  | Grants/Capital Subsidies |  |  | USD |  | 0
|  | Total Cost of Derisking |  |  | USD |  | 0
Metric 2 - Economic Savings
|  | Multiple |  |  |  |  | NA
|  | Policy Derisking Costs |  |  | USD |  | 0
|  | Financial Derisking Costs (excl. Grants) |  |  | USD |  | 0
|  | Grants/Capital Subsidies |  |  | USD |  | 0
|  | Present Value of FIT/PPA Price Premium over lifetime of Renewable Energy Investment |  |  | USD | 2316527.67 | 2316527.67
|  | Present Value of Total Savings Due to Derisking over lifetime of Renewable Energy Investment |  |  | USD |  | 0
Metric 3 - Affordability/Houshold Savings
Daily
|  | Daily household income |  |  | USD/hh/day | 15 | 15
|  | Daily electricity bill |  |  | USD/hh/day | 0.45198 | 0.45198
|  | Daily savings |  |  | USD/hh/day |  | 0
|  |  | % Savings |  | % |  | 0%
|  | Daily electricity bill/Daily household income |  |  | % of daily income | 3.013% | 3.013%
|  | Daily cost of derisking per household |  |  | USD/hh/day |  | 0
|  |  | Policy derisking |  | USD/hh/day |  | 0
|  |  | Financial derisking |  | USD/hh/day |  | 0
Weekly
|  | Weekly household income |  |  | USD/hh/day | 75 | 75
|  | Weekly electricity bill |  |  | USD/hh/day | 3.1639 | 3.1639
|  | Weekly savings |  |  | USD/hh/day |  | 0
|  |  | % Savings |  | % |  | 0%
|  | Weekly electricity bill/Weekly household income |  |  | % of weekly income | 4.219% | 4.219%
|  | Weekly cost of derisking per household |  |  | USD/hh/day |  | 0
|  |  | Policy derisking |  | USD/hh/day |  | 0
|  |  | Financial derisking |  | USD/hh/day |  | 0
Yearly and over lifetime of investment
|  | Household Savings per year |  |  | USD/hh/year |  | 0
|  | PV Household Savings over lifetime of investment (20 years) |  |  | USD/hh |  | 0
|  | Cost of Derisking per household |  |  | USD/hh |  | 0
|  |  | Cost of Policy Derisking per household |  | USD/hh |  | 0
|  |  | Cost of Financial Derisking per household |  | USD/hh |  | 0
Metric 4 - Carbon Abatement
|  | PV of LCOE price premium |  |  | USD | 2316527.67 | 2316527.67
|  | Abatement Costs due to LCOE price premium |  |  | USD/tCO2 | 12.795 | 12.795
|  | Abatement Costs due to Policy Derisking Costs |  |  | USD/tCO2 | 0 | 0
|  | Abatement Costs due to Financial Derisking Costs (excl. Grants) |  |  | USD/tCO2 | 0 | 0
|  | Abatement Costs due to Grants/Captial Subsidies |  |  | USD/tCO2 | 0 | 0
|  | Total Carbon Abatement Costs per t/CO2 |  |  | USD/tCO2 | 12.795 | 12.795
|  | % Change in Total Abatement Costs per t/CO2 |  |  | % |  | 0%
|  | Emission reductions over lifetime of investment (20 years) |  |  | Mt CO2 | 0.18105 | 0.18105

## II. Inputs Load Profile
VERSION 1.1 (JUN 2020)
II. INPUTS: LOAD PROFILE
This sheet is organised into two sections.
A. Mini-Grid Consumer Profile
B. Appliances and appliance use per sector
A. MINI-GRID CONSUMER PROFILE
Guidance [Ungroup to reveal]
Please input number of each consumer type estimated to be in the average village in the given country context.
Insert additonal Rows for more Consumer Types per Sector as needed
| Sector |  | Consumer Type | Number/Mini-Grid
| Household |  | Household | 100
| Productive Use |  | Restaurant | 1
| Productive Use |  | Agricultural Mill | 0
| Productive Use |  | Water Pump | 1
| Productive Use |  | Sewing Machine | 1
| Social Infrastructure |  | School | 1
| Social Infrastructure |  | Street Lights | 1
| Anchor Load |  | Telecom Tower | 0
| Total Number of End-Users |  |  | 105
B. APPLIANCES AND APPLIANCE USAGE PER SECTOR
Guidance [Ungroup to reveal]
Please make sure that all Consumer Types are properly linked (as per the portfolio at the top of this Tab)
Insert additional appliances in the empty rows, as needed.
If you need to add more than appliances than there are empty columns, make sure that you add the corr. Number of new columns in Tab V. Load Profile.
| Sector |  | Consumer Type | Electrical Appliance | Power Consumption (W) | Quantity/ Consumer Type (#/Consumer] | Load (W) | Start time | End time | Usage duration per day (h) | Energy Required per Day/Consumer Type (Wh/day)
| Household |  | Household | Lamp (inside house) | 5 | 3 | 15 | 0.75 | 0.91667 | 4 | 60
| Household |  | Household | Lamp (outside house) | 5 | 1 | 5 | 0.79167 | 1899-12-31 | 5 | 25
| Household |  | Household | Phone Charging | 5 | 2 | 10 | 0.91667 | 0.083333 | 4 | 40
| Household |  | Household | Table Fan | 50 | 1 | 50 | 0.75 | 0.95833 | 5 | 250
| Household |  | Household | TV | 50 | 0.2 | 10 | 0.79167 | 0.91667 | 3 | 30
| Household | [5 empty] | 0 |  |  | 0 | 0
| Household | [5 empty] | 0 |  |  | 0 | 0
| Household | [5 empty] | 0 |  |  | 0 | 0
| Household | [5 empty] | 0 |  |  | 0 | 0
| Household | [5 empty] | 0 |  |  | 0 | 0
| Productive Use |  | Restaurant | Refrigerator | 200 | 2 | 400 | 0.29167 | 0.79167 | 12 | 4800
| Productive Use |  | Restaurant | Large TV | 100 | 2 | 200 | 0.29167 | 0.5 | 5 | 1000
| Productive Use |  | Restaurant | Lamps | 10 | 5 | 50 | 0.75 | 0.95833 | 5 | 250
| Productive Use |  | Agricultural Mill | Agricultural Mill | 10000 | 0 | 0 | 0.45833 | 0.54167 | 2 | 0
| Productive Use |  | Water Pump | Water Pump | 250 | 2 | 500 | 0.45833 | 0.66667 | 5 | 2500
| Productive Use |  | Sewing Machine | Sewing Machine | 120 | 2 | 240 | 0.375 | 0.54167 | 4 | 960
| Productive Use | [5 empty] | 0 |  |  | 0 | 0
| Productive Use | [5 empty] | 0 |  |  | 0 | 0
| Productive Use | [5 empty] | 0 |  |  | 0 | 0
| Social Infrastructure |  | School | School Lighting | 5 | 10 | 50 | 0.33333 | 0.625 | 7 | 350
| Social Infrastructure |  | School | School Fan | 50 | 1 | 50 | 0.33333 | 0.625 | 7 | 350
| Social Infrastructure |  | Street Lights | Street Lamps | 5 | 4 | 20 | 0.75 | 0.29167 | 13 | 260
| Social Infrastructure | [5 empty] | 0 |  |  | 0 | 0
| Social Infrastructure | [5 empty] | 0 |  |  | 0 | 0
| Anchor Load |  | Telecom Tower | Base Station Tower | 4000 | 0 | 0 | 0 | 1899-12-31 | 24 | 0
| Anchor Load |  | Telecom Tower | Cooling Load | 0 | 0 | 0 | 0 | 0 | 0 | 0
| Anchor Load | [5 empty] | 0 |  |  | 0 | 0
| Anchor Load | [5 empty] | 0 |  |  | 0 | 0

## III. Inputs Baseline Diesel
VERSION 1.1 (JUN 2020)
III. INPUTS: BASELINE DIESEL
This sheet is organized into four sections:
A. System & Investment Cost Inputs
B. Operational Inputs
C. Capital Structure and Financing Inputs
D. Financial Derisking Instrument Selection and Costing
A. SYSTEM & INVESTMENT COST INPUTS
BASELINE DIESEL MG
SYSTEM INPUTS
|  | Maximum Load |  |  |  | kW | 8.9667
|  | Safety Factor |  |  |  | % | 20% | Guidance [Ungroup to reveal] | Diesel Generator capacity is based on peak demand (maximum load that needs to be supported) - plus a factor beyond maximum load for safety margin
| Diesel Generator Capacity |  |  |  |  | kW | 10.76
INVESTMENT
| Lifetime of Investment |  |  |  |  | years | 20
| Effective Corporate Tax Rate |  |  |  |  | % | 20%
Investment Cost, Generation
|  | Cost of Diesel Generator |  |  |  | USD/kW | 200
| Lifetime of Diesel Generator (Runtime) |  |  |  |  | hours | 50000
| Land |  |  |  |  | USD | 200
Investment Cost, Distribution
| Low Voltage Distribution Line, Distance |  |  |  |  | km | 2
| Low Voltage Distribution Line, Cost |  |  |  |  | USD/km | 7000
Transformer
|  |  | Number of transformers |  |  | unit | 0 | Guidance [Ungroup to reveal] | Transformers would not be required for small mini-grids. They would only be needed for sizes upwards of 100 kW
|  |  | Cost of transformer |  |  | USD/unit | 0
|  | End-User Equipment |  |  |  | USD/end-user | 170 | Guidance [Ungroup to reveal] | Model assumes appliances are purchased/financed by the end-user and are not part of the modelling exercise.
|  |  | Labor Cost |  |  | USD/end-user | 20
|  |  | Wires |  |  | USD/end-user | 120
|  |  | Meter |  |  | USD/end-user | 30
|  | Distribution network lifetime |  |  |  | years | 20
| Depreciable Base of Distribution & Generation Assets |  |  |  |  | % | 100%
B. OPERATIONAL INPUTS
BASELINE DIESEL MG
GENERATION & DISTRIBUTION
|  | Minimum Load for Generator |  |  |  | % | 30% | Guidance [Ungroup to reveal] | This is to protect the diesel generator when loads are below a certain threshold
|  | Distribution Losses |  |  |  | % | 10% | Guidance [Ungroup to reveal] | Assumed to be the same as for Solar PV Battery mini-grid
Fuel Costs
|  |  | Average Fuel Efficiency |  |  | % | 30%
|  |  | Density of Diesel |  |  | kg/L | 0.832
|  |  | Calorific Value of Diesel |  |  | kJ/kg | 44800
|  |  | Calorific Value of Diesel |  |  | kWh/L | 10.3538
|  |  | Diesel Price |  |  | USD/L | 1
|  |  | Annual Change in Diesel Prices |  |  | % | 0%
|  |  | Fuel Subsidy |  |  | % | 0%
|  |  | Fuel Transport Costs |  |  | % | 10%
|  |  |  | Volume of diesel transported |  | L | 2000
|  |  |  | Diesel Consumption per hour |  | USD/L | 10
|  |  |  | Transport time, one way |  | hours | 10
[5 empty] | Transport cost | USD/L | 0.1
[5 empty] | Transport cost as a % of local diesel price | % | 10%
|  |  | All-in Fuel Costs |  |  | USD/L | 1.1
|  |  | Diesel CO2 emission factor |  |  | tCO2/MWh | 0.8892
Emissions
[5 empty] | Annual Diesel Consumption | L | 12135.9575
[5 empty] | Annual Diesel Consumption | kg | 10097.1167
[5 empty] | Energy released | MJ | 452350.8267
[5 empty] | IPCC Emission Factor of Diesel | kg/MJ | 0.0741
[5 empty] | Amount of CO2 released per year | kgCO2/year | 33519.1963
[5 empty] | Amount of electricity generated per year | kWh | 37695.9022
Operations & Maintenance Expense, Generation & Distribution
|  |  | Operations & Maintenance Expense, excluding fuel, year 1 |  |  | USD/kWh | 0.02
|  |  | Annual Inflation adjustment, starting in Year 2 |  |  | % | 4%
Operations & Maintenance, Corporate Overhead Allocation, Year 1
|  |  | Management & Staff |  |  | USD | 0
|  |  | Office Expenses |  |  | USD | 0
|  |  | Consulting Fees |  |  | USD | 0
|  |  | Travel |  |  | USD | 0
|  |  | Insurance and Other |  |  | USD | 0
|  |  | Number of mini-grids per company |  |  | # | 100
|  |  | Corporate Overhead Allocation |  |  | % | 1%
Maintenance CapEx, Generation
|  |  | Diesel Generator Runtime |  |  | hours | 8760 | Guidance [Ungroup to reveal] | Modelling assumes diesel generator runs 24x7 for 365 days
|  |  | Diesel Generator Replacement |  |  | years | 6 | Guidance [Ungroup to reveal] | Modelling assumes replacement is rounded for ease of depreciation calculations
|  |  | % reduction in diesel generator costs per annum |  |  | % | 0%
|  | Maintenance CapEx, Distribution | [5 empty] | Guidance [Ungroup to reveal] | A transformer is not needed for small mini-grids, but this functionality is kept in the model.
|  |  | Transformer lifetime |  |  | years | 10
|  |  |  | Transformer, replacement cost |  | USD/unit | 0
C. CAPITAL STRUCTURE & FINANCING INPUTS
BASELINE DIESEL MG
CAPITAL STRUCTURE
|  | % Grants (as a % of total investment, incl. land) |  |  |  | % | 0%
|  | % Equity |  |  |  | % | 100%
|  | % Debt |  |  |  | % | 0%
Share of Debt Financing
|  |  |  | Public Loans |  |  | 0%
|  |  |  | Commercial Loans with Public Guarantees |  |  | 0%
|  |  |  | Commercial Loans without Public Guarantees |  | % | 0%
COST OF CAPITAL
|  | Cost of Equity |  |  |  | % | 19%
Cost of Debt
|  |  |  | Public Loans |  |  | NA
|  |  |  | Commerical Loans with Public Guarantees |  |  | NA
|  |  |  | Commercial Loans without Public Guarantees |  | % | 0%
LOAN TENOR
|  |  |  | Public Loans |  | years | N/A
|  |  |  | Commerical Loans with Public Guarantees |  | years | N/A
|  |  |  | Commercial Loans without Public Guarantees |  | years | 0
|  | Weighted Average Cost of Capital (WACC, excl. grants) |  |  |  | % | 19%
D. FINANCIAL DERISKING INSTRUMENT SELECTION & COSTING
BASELINE DIESEL MG
INSTRUMENT SELECTION
|  | Public Loans |  |  |  | Please select Y/N => | N
|  |  | Public Loans as Share of Total Debt Financing |  |  |  | 0%
|  | Public Guarantees |  |  |  | Please select Y/N => | N
|  |  | Commercial Loans with Public Guarantees as Share of Total Debt Financing |  |  |  | 0%
|  | Political Risk Insurance (PRI) for Equity Providers |  |  |  | Please select Y/N => | N
INSTRUMENT COSTING
Public Loans
|  |  | Annual Interest Rate, Public Loans |  |  | % | 0%
|  |  | Loan Tenor |  |  | years | 0
|  |  | Front-end Fee |  |  | bps | 0
Public Guarantees
|  |  | Annual Interest Rate, Commercial Loans with Public Guarantees |  |  | % | 0%
|  |  | Loan Tenor, Commercial Loans |  |  | years | 0
|  |  | Front-end Fee, Commercial Loans |  |  | bps | 0
|  |  | Guarantee Coverage, as a % of Commercial Loan Value |  |  | % | 0%
|  |  | Term of Public Guarantee Coverage |  |  | years | 0
|  |  | Front-end Fee, Public Guarantee |  |  | bps | 0
|  |  | Annual Public Guarantee Fee |  |  | bps | 0
Political Risk Insurance (PRI) for Equity Providers
|  |  | PRI Coverage, as a % of Total Equity Investment |  |  | % | 0%
|  |  | Term of Political Risk Insurance |  |  | years | 0
|  |  | Front-end Fee |  |  | bps | 0
|  |  | Annual Political Risk Insurance Premium |  |  | bps | 0

## IV. Inputs Solar
VERSION 1.1 (JUN 2020)
IV. INPUTS: SOLAR PV-BATTERY MG (with diesel back-up, if applicable)
This sheet is organized into four sections:
A. General Inputs
B. System & Investment Cost Inputs
C. Operational Inputs
D. Capital Structure & Financing Inputs
E. Public Instruments
F. SOLVER Calculus
A. GENERAL INPUTS
[Country]
Solar PV-Battery MG
|  | Modelling Start Year | [6 empty] | Year |  | 2019
|  | Target Year | [6 empty] | Year |  | 2025
|  | Years until investment target is reached (ramp up/ramp down) | [6 empty] | years |  | 7
|  | Lifetime of Investment | [6 empty] | years |  | 20
|  | Target Installed Capacity | [6 empty] | kW |  | 10000
|  | Number of people to be electrified via solar PV-battery mini-grids | [6 empty] | ppl |  | 250000
|  |  |  | Average household size |  |  |  |  | ppl/hh |  | 5
|  |  |  | Daily household income |  |  |  |  | USD/hh/day |  | 15
|  | Number of households to be electrified via solar PV-battery mini-grids | [6 empty] | hh |  | 50000
|  |  |  | Average number of household connections/mini-grid |  |  |  |  | hh/MG |  | 100
|  | Total number of solar-PV battery mini-grids | [6 empty] | MG |  | 500
| Regulatory track approach, if applicable | [16 empty] | Guidance [Ungroup to reveal] | This is the percentage of mini-grids that is estimated to operate under the chosen regulatory track. Without a differntiation (Regulatory track = N/A), set this input cell to 100%
|  | Regulatory track chosen | [8 empty] | NA
|  | Percentage of mini-grids implemented under NA track | [6 empty] | % |  | 100% | [7 empty] | It's important to adjust the percentage of mini-grids under the light-touch regulatory track accordingly (100%-%Comprehensive Regulation)
|  | Number of mini-grids under NA track | [6 empty] | MG |  | 500
|  | Number of mini-grids per company | [6 empty] | MG/comp |  | 100
|  | Number of mini-grid companies under NA track | [6 empty] | MG |  | 5
|  | Public cost of capital | [6 empty] | % |  | 8%
|  | Effective Corporate Tax Rate | [6 empty] | % |  | 20%
|  | VAT | [6 empty] | % |  | 10%
|  | Import Tariff | [6 empty] | % |  | 35%
|  | Exchange Rate (1 Local Currency: 1 USD) | [6 empty] | USD |  | 0
|  | Exchange Rate as of (Mo/Dy/Year) | [6 empty] | Date |  | 2000-01-01
|  | US Government 10-Year Bond Rate | [6 empty] | % |  | 2%
B. SYSTEM & INVESTMENT COST INPUTS
| SYSTEM INPUTS | [9 empty] | Solar PV-Battery MG
Solar PV
|  | Total daily electricity demand per Mini-Grid (incl. Distribution losses) | [6 empty] | kWh/dy |  |  | 56.6333 | [6 empty] | The module size is calculated using Excel's SOLVER plugin, please refer Excel Help for plugin installation, and to bottom section of this Tab for calculations
|  | PV module size | [6 empty] | kWp |  |  | 20 | [5 empty] | Guidance [Ungroup to reveal] | When you first run the solver, you need to input an 'Initial Condition' here [green font input cell]. As a rule of thumb, use the following approach to guess an intital condition:
|  | Number of modules | [6 empty] | # |  | 1 | [7 empty] | Total daily electricity demand [kWh] = Module peak output [kWp] * Capacity factor [%] * 24 [h]
Battery
|  | Battery Technology | [6 empty] | Please select from menu => |  | Lithium-ion
|  | Maximum Load | [6 empty] | kW |  | 8.9667
|  | Safety Factor | [6 empty] | % |  | 20%
|  | Battery Power | [6 empty] | kW |  | 10.76
|  | Maximum depth of discharge | [6 empty] | % |  |  | 80% | [6 empty] | The battery size is calculated using Excel's SOLVER plugin, please refer Excel Help for plugin installation, and to bottom section of this Tab for calculations
|  | Battery Size | [6 empty] | kWh |  |  | 60 | [5 empty] | Guidance [Ungroup to reveal] | When you first run the solver, you need to input an 'Initial Condition' here [green font input cell]. As a rule of thumb, use the following approach to guess an intital condition:
Total daily electricity demand [kWh] = Battery capacity [kWh] * Maximum depth of discharge [%]
Diesel (if applicable)
|  | Installed | [6 empty] | Please select Yes/No => |  | No | [6 empty] | Guidance [Ungroup to reveal] | Choose whether the solar mini-grid is coupled with a diesel generator.
|  | Maximum Load | [6 empty] | kW |  | 0
|  | Safety Factor | [6 empty] | % |  | 20%
|  | Diesel Generator Capacity | [6 empty] | kW |  | 0
INVESTMENT COST
Investment Cost, Generation
|  | Solar PV Modules | [6 empty] | USD/kWp |  | 500
|  | Battery | [6 empty] | USD/kWh |  | 400
|  | Inverter | [6 empty] | USD/kWp |  | 300
|  | BOS (mounting structure, battery room, etc.) | [6 empty] | % of system cost |  | 20%
|  | Land, if applicable | [6 empty] | USD |  | 500
Investment Cost, Distribution
|  | Low Voltage Distribution Line, Distance | [6 empty] | km |  | 2
|  | Low Voltage Distribution Line, Cost | [6 empty] | USD/km |  | 7000
Transformer
|  |  |  | Number of transformers |  |  |  |  | units |  | 0
|  |  |  | Cost of transformer |  |  |  |  | USD/unit |  | 6000
|  |  | End-User Equipment | [5 empty] | USD/end-user |  | 110 | [6 empty] | Guidance [Ungroup to reveal] | Model assumes appliances are purchased/financed by the end-user and are not part of the modelling exercise.
|  |  |  | Labor Cost |  |  |  |  | USD/end-user |  | 10
|  |  |  | Wires |  |  |  |  | USD/end-user |  | 50
|  |  |  | Meter | [6 empty] | 50
|  |  | Distribution network lifetime | [5 empty] | years |  | 20
| Depreciable base of initial investment (Solar PV modules) | [7 empty] | % |  | 100%
C. OPERATIONAL INPUTS
GENERATION & DISTRIBUTION
Solar PV-Battery MG
Solar PV
|  | Lifetime | [6 empty] | years |  | 20
|  | Nominal Operating Cell Temperature (NOCT) | [6 empty] | Degree Celsius |  | 70
|  | Maximum Power Temperature Coefficient | [8 empty] | -0.35%
|  | Tilt Angle | [6 empty] | degrees |  | 15
Battery
|  | Roundtrip efficiency | [6 empty] | % |  | 90%
|  | Efficiency (charge/discharge) | [8 empty] | 94.87%
|  | Calendar lifetime | [6 empty] | years |  | 5
|  | Minimum State of Charge (SoC) | [6 empty] | % |  | 20%
Battery Data [Ungroup to edit]
| Battery Data | [9 empty] | Lead-Acid |  | Lithium-Ion
|  | Roundtrip efficiency | [6 empty] | % |  | 85% |  | 90%
|  | Calendar Lifetime | [6 empty] | years |  | 5 |  | 5
|  | Minimum State of Charge (SOC) | [6 empty] | % |  | 50% |  | 20%
Battery Life Method
| Battery Life | [9 empty] | Calendar |  | Cycles (Avg DoD)
|  | Number of cycles per year | [6 empty] | # |  | N/A |  | 365
|  | Lifetime throughput (cycles) | [6 empty] | # |  | N/A |  | 2000
|  | Maximum Depth of Discharge (DoD, = 1-SoC) | [6 empty] | % |  | 80% |  | 80%
|  | Average Depth of Discharge (DoD) | [6 empty] | % |  | N/A |  | 79.81%
|  | Lifetime | [6 empty] | years |  | 5 |  | 5.4795
| Operations & Maintenance Expense, Generation & Distribution | [9 empty] | Solar PV-Battery MG
| Operations & Maintenance Calculation Method | [7 empty] | Please select from menu => |  | % of Investment
Percentage of Total Investment
|  |  | Operations & Maintenance Expense, as a % total investment | [7 empty] | 3%
|  |  | Annual Inflation adjustment, starting in year 2 | [7 empty] | 4%
Manual Entry Method
|  |  | Operations & Maintenance Expense, year 1 | [5 empty] | USD/kW |  | 0
|  |  | Operations & Maintenance Expense, year 2 | [5 empty] | USD/kW |  | 0
|  |  | Annual Inflation adjustment, starting in year 3 | [5 empty] | % |  | 0%
Operations & Maintenance, Corporate Overhead Allocation
Corporate Overhead, Year 1
|  |  | Management & Staff | [5 empty] | USD |  | 0
|  |  | Office Expenses | [5 empty] | USD |  | 0
|  |  | Consulting Fees | [5 empty] | USD |  | 0
|  |  | Travel | [5 empty] | USD |  | 0
|  |  | Insurance and Other | [5 empty] | USD |  | 0
|  | Corporate Overhead Allocation | [6 empty] | % |  | 1%
Maintenance CapEx, Generation
|  |  | Battery Replacement Method | [5 empty] | Please select from menu => |  | Calendar
|  |  | Battery Replacement | [5 empty] | years |  | 5
|  |  | Inverter and battery chargers | [5 empty] | years |  | 7
|  |  | Depreciable base for Maintenance CapEx | [5 empty] | % |  | 100%
|  |  | % reduction in battery costs per annum | [5 empty] | % |  | 5%
|  |  | % reduction in inverter costs per annum | [5 empty] | % |  | 4%
Maintenance CapEx, Distribution
|  |  | Transformer lifetime | [5 empty] | years |  | 10
|  |  |  | % reduction in transformer costs per annum |  |  |  |  | USD/unit |  | 2%
|  | Distribution Losses | [6 empty] | % |  | 10%
D. CAPITAL STRUCTURE & FINANCING INPUTS
| CAPITAL STRUCTURE | [9 empty] | Pre-Derisking |  |  | Post-derisking
End of modeling period Capital Structure
|  | % Grants (as a % of total investment, incl. land) | [8 empty] | 0% |  |  | 0% |  |  |  | Guidance [Ungroup to reveal] | The model assumes the absence of Grants in the pre-derisking scenario.
|  | % Equity | [8 empty] | 100% |  |  | 100%
|  | % Debt | [8 empty] | 0% |  |  | 0%
Mid-point Capital Structure (used in modelling)
|  | % Grants (as a % of total investment, incl. land) | [6 empty] | % |  | 0% |  |  | 0% |  |  |  | Guidance [Ungroup to reveal] | Midpoint figures are used in the modelling, they assume a linear approach to the end-point capital structure over the period until the target is reached
|  | % Equity | [6 empty] | % |  | 100% |  |  | 100%
|  | % Debt | [6 empty] | % |  | 0% |  |  | 0%
Share of Debt Financing
|  |  |  | Public Loans |  |  |  |  | % |  | 0% |  |  | 0%
|  |  |  | Commercial Loans with Public Guarantees |  |  |  |  | % |  | 0% |  |  | 0%
|  |  |  | Commercial Loans without Public Guarantees |  |  |  |  | % |  | 0% |  |  | 0%
COST OF CAPITAL
|  | Cost of Equity | [6 empty] | % |  | 19% |  |  | 19%
Cost of Debt
|  |  |  | Public Loans |  |  |  |  | % |  | N/A |  |  | N/A
|  |  |  | Commercial Loans with Public Guarantees |  |  |  |  | % |  | N/A |  |  | N/A
|  |  |  | Commercial Loans without Public Guarantees |  |  |  |  | % |  | N/A |  |  | N/A |  |  |  | Guidance [Ungroup to reveal] | Please insert commercial debt interest rate assumption in the pre-derisking scenario, if applicable
|  | Weighted Average Cost of Capital (WACC, excl. grants) | [6 empty] | % |  | 19% |  |  | 19% |  |  |  | Guidance [Ungroup to reveal] | The model excludes the grant element from the WACC calculation
LOAN TENOR
|  |  |  | Public Loans |  |  |  |  | years |  | N/A |  |  | N/A
|  |  |  | Commercial Loans with Public Guarantees |  |  |  |  | years |  | N/A |  |  | N/A
|  |  |  | Commercial Loans without Public Guarantees |  |  |  |  | years |  | 10 |  |  | 10 |  |  |  | Guidance [Ungroup to reveal] | Please insert commercial debt loan tenor assumption in the pre-derisking scenario, if applicable
FRONT-END FEES
|  |  |  | Public Loans |  |  |  |  | bps |  | 0 |  |  | N/A
|  |  |  | Commercial Loans with Public Guarantees |  |  |  |  | bps |  | 0 |  |  | N/A
|  |  |  | Commercial Loans without Public Guarantees |  |  |  |  | bps |  | N/A |  |  | 100
POST-DERISKING INPUT METHOD (risk waterfall or manual entry)
| Input method for Post-derisking Financing Cost Assumptions | [12 empty] | Post-derisking
|  | Cost of Equity | [6 empty] | Please select from menu => |  |  |  |  | Risk Waterfall
|  | Cost of Debt: Public Loans | [6 empty] | Please select from menu => |  |  |  |  | Manual Entry
|  | Cost of Debt: Commercial Loans with Public Guarantees | [6 empty] | Please select from menu => |  |  |  |  | Risk Waterfall
|  | Cost of Debt: Commercial Loans without Public Guarantees | [6 empty] | Please select from menu => |  |  |  |  | Risk Waterfall
Manual Entry Method, Post-derisking Financing Cost Assumptions
Cost of Capital
|  |  | Cost of Equity | [5 empty] | % |  |  |  |  | 19%
Cost of Debt
|  |  |  | Public loans |  |  |  |  | % |  |  |  |  | 8%
|  |  |  | Commercial loans with Public Guarantees |  |  |  |  | % |  |  |  |  | 11%
|  |  |  | Commercial loans without Public Guarantees |  |  |  |  | % |  |  |  |  | 11%
RISK WATERFALL
[10 empty] | Pre-derisking |  |  |  | Post-derisking
[10 empty] | Cost of Equity & Cost of Debt |  |  |  | Cost of Equity & Cost of Debt
| Cost of Capital | [8 empty] | Equity | Public Loan | Commercial Loan w/ Guarantees | Commercial Loan w/o Guarantees | Equity | Public Loan | Commercial Loan w/ Guarantees | Commercial Loan w/o Guarantees
| Model Country | [7 empty] | % | 19% | N/A | 11% | N/A | 19% | N/A | 11% | N/A
| Best-in-Class Country | [7 empty] | % | 11% | 8% | 6% | 6% | 11% | 8% | 6% | 6%
| Difference | [7 empty] | % | 8% | N/A | 5% | N/A | 8% | N/A | 5% | N/A
[10 empty] | Pre-derisking |  |  |  | Post-derisking |  |  |  | Guidance [Ungroup to reveal] | Transfer (copy) the following data on difference in CoE and CoD to Finaning Cost Tool to create the Post-derisking Waterfalls
[10 empty] | Cost of Equity & Cost of Debt |  |  |  | Cost of Equity & Cost of Debt
| Incremental Risk Apportioning to Cost of Equity and Cost of Debt | [8 empty] | Equity | Public Loan | Commercial Loan w/ Guarantees | Commercial Loan w/o Guarantees | Equity | Public Loan | Commercial Loan w/ Guarantees | Commercial Loan w/o Guarantees |  | Delta Equity | Delta Debt
| Energy Market Risk | [7 empty] | % | 1.007% | 0% | 0.6295% | 0.6295% | 1.007% | 0% | 0.6295% | 0.6295% |  | 0% | 0%
| Social Acceptance Risk | [7 empty] | % | 0% | 0% | 0% | 0% | 0% | 0% | 0% | 0% |  | 0% | 0%
| Hardware Risk | [7 empty] | % | 0.968% | 0% | 0.605% | 0.605% | 0.968% | 0% | 0.605% | 0.605% |  | 0% | 0%
| Digital Risk | [7 empty] | % | 0.4538% | 0% | 0.2836% | 0.2836% | 0.4538% | 0% | 0.2836% | 0.2836% |  | 0% | 0%
| Labour Risk | [7 empty] | % | 0.9127% | 0% | 0.5705% | 0.5705% | 0.9127% | 0% | 0.5705% | 0.5705% |  | 0% | 0%
| Developer Risk | [7 empty] | % | 1.232% | 0% | 0.7699% | 0.7699% | 1.232% | 0% | 0.7699% | 0.7699% |  | 0% | 0%
| End-user Credit Risk | [7 empty] | % | 1.021% | 0% | 0.6382% | 0.6382% | 1.021% | 0% | 0.6382% | 0.6382% |  | 0% | 0%
| Financing Risk | [7 empty] | % | 1.248% | 0% | 0.78% | 0.78% | 1.248% | 0% | 0.78% | 0.78% |  | 0% | 0%
| Currency Risk | [7 empty] | % | 0.4903% | 0% | 0.3064% | 0.3064% | 0.4903% | 0% | 0.3064% | 0.3064% |  | 0% | 0%
| Sovereign Risk | [7 empty] | % | 0.6669% | 0% | 0.4168% | 0.4168% | 0.6669% | 0% | 0.4168% | 0.4168% |  | 0% | 0%
| Total | [8 empty] | 8% | 0% | 5% | 5% | 8% | 0% | 5% | 5% |  | 0% | 0%
[9 empty] | Check => |  |  |  | Incorrect apportioning
E. PUBLIC INSTRUMENTS
INSTRUMENT SELECTION
POLICY DERISKING INSTRUMENTS
Instrument Selection (Y/N)
|  |  | Risk Category |  |  |  | Instrument Description |  |  |  | Pre-derisking |  |  | Post-derisking
|  |  | Energy Market Risk |  |  |  | Long term RE targets; Strenghtening institutional off-grid electrification management; Determine national/state off-grid electricity service areas Dividing MG service areas into concessions; Ensure no grid expansion into off-grid area and concessions, and Implement per kWh compensation scheme in case grid expansion occurs; Implement well designed mechanism to grant concessions |  |  |  | N |  |  | N
|  |  | Social Acceptance Risk |  |  |  | Develop and coordinate ongoing community impact and public awareness campaigns on off-grid electrification |  |  |  | N |  |  | N
|  |  | Hardware Risk |  |  |  | Streamlined, consistent and facilitated customs procedures Develop certification and technology standards, and enforce standards |  |  |  | N |  |  | N
|  |  | Digital Risk |  |  |  | Well-designed telecom regulations enabling universal, competitive coverage and mobile money |  |  |  | N |  |  | N
|  |  | Labour Risk |  |  |  | Programmes to develop competitive, skilled labour market for solar PV |  |  |  | N |  |  | N
|  |  | Developer Risk |  |  |  | Government support to grow early-stage industry |  |  |  | N |  |  | N
|  |  | End-user Credit Risk |  |  |  | Facilitate growth of consumer credit industry, Promote productive use of electricity |  |  |  | N |  |  | N
|  |  | Financing Risk |  |  |  | Liberalise domestic financial sector; reform reserve requirements for domestic lending to businesses; Introduce incentives, targets and mandatory lending requirements for renewable energy/solar electrification; Strengthening investors' familiarity and assessment capacity for renewable energy; Regulatory and tax reforms for asset backed securities for MG, SHS and solar rooftops |  |  |  | N |  |  | N
FINANCIAL DERISKING INSTRUMENTS
Insrument Selection (Y/N)
|  |  | Risk Category |  |  |  | Instrument Description |  |  |  | Pre-derisking |  |  | Post-derisking
|  |  | Energy Market Risk |  |  |  | Grid Extension Compensation |  |  |  | N |  |  | N
|  |  | Developer Risk |  |  |  | Public Loans |  |  |  | N |  |  | N
|  |  | End-user Credit Risk |  |  |  |  | Public Loans/Total Debt Outstanding |  |  | 0% |  |  | 0%
Financing Risk
|  |  | Developer Risk |  |  |  | Commercial Loans with Public Guarantees |  |  |  | N |  |  | N
|  |  | End-user Credit Risk |  |  |  |  | Commercial Loans w/ Public Guarantees/Total Debt Outstanding |  |  | 0% |  |  | 0%
Financing Risk
|  |  | Currency Risk |  |  |  | Partial Tariff Indexing |  |  |  | N |  |  | N
|  |  | Sovereign Risk |  |  |  | Political Risk Insurance For Equity Investment |  |  |  | N |  |  | N
DIRECT FINANCIAL INSENTIVES
Insrument Selection (Y/N)
|  |  | Risk Category |  |  |  | Instrument Description |  |  |  | Pre-derisking |  |  | Post-derisking
|  |  | various |  |  |  | VAT waiver on certain imported hardware (namely: modules, inverter, battery, Low-V distribution line, transformers) |  |  |  | N |  |  | N |  |  |  | Guidance [Ungroup to reveal] | Select "N" if VAT is levied (this is normally the case, i.e. 'Base Case'), select "Y" if you want to study the effect of the VAT waiver as an instrument
|  |  | various |  |  |  | Import Tariff waiver on certain imported hardware (namely: inverter, battery) |  |  |  | N |  |  | N |  |  |  | Guidance [Ungroup to reveal] | Select "N" if the Import Tariff is levied (this is normally the case, i.e. 'Base Case'), select "Y" if you want to study the effect of the Tariff waiver as an instrument
Note that you can apply both the VAT and the Tariff waiver simultaneously. They will be deduced in a multiplicative manner (in othter words: import tariffs are
| INSTRUMENT EFFECTIVENESS & IMPACT | [17 empty] | levied on the price of imported goods that already incldes VAT, therefore the waiver must not sum the two taxes, but apply them multiplicatively).
|  | POLICY DERISKING INSTRUMENTS | [15 empty] | Guidance [Ungroup to reveal] | Please note that if a financial and a policy derisking instrument are used to address a given risk category, the total effectiveness percentage must not exceed 100%.
[11 empty] | Instrument Effectiveness |  |  | Impact on Cost of Equity & Cost of Debt
|  |  | Risk Category |  |  |  | Instrument Description |  |  |  | On Cost of Equity | On Cost of Debt | Time Effect Discount | Equity | Public Loan | Commercial Loan w/ Guarantees | Commercial Loan w/o Guarantees
|  |  | Energy Market Risk |  |  |  | Long term RE targets; Strenghtening institutional off-grid electrification management; Determine national/state off-grid electricity service areas Dividing MG service areas into concessions; Ensure no grid expansion into off-grid area and concessions, and Implement per kWh compensation scheme in case grid expansion occurs; Implement well designed mechanism to grant concessions |  |  |  | 0% | 0% | 0% | 0% | 0% | 0% | 0%
|  |  | Social Acceptance Risk |  |  |  | Develop and coordinate ongoing community impact and public awareness campaigns on off-grid electrification |  |  |  | 0% | 0% | 0% | 0% | 0% | 0% | 0%
|  |  | Hardware Risk |  |  |  | Streamlined, consistent and facilitated customs procedures Develop certification and technology standards, and enforce standards |  |  |  | 0% | 0% | 0% | 0% | 0% | 0% | 0%
|  |  | Digital Risk |  |  |  | Streamlined, consistent and facilitated customs procedures Develop certification and technology standards, and enforce standards |  |  |  | 0% | 0% | 0% | 0% | 0% | 0% | 0%
|  |  | Labour Risk |  |  |  | Programmes to develop competitive, skilled labour market for solar PV |  |  |  | 0% | 0% | 0% | 0% | 0% | 0% | 0%
|  |  | Developer Risk |  |  |  | Government support to grow early-stage industry |  |  |  | 0% | 0% | 0% | 0% | 0% | 0% | 0%
|  |  | End-user Credit Risk |  |  |  | Facilitate growth of consumer credit industry, Promote productive use of electricity |  |  |  | 0% | 0% | 0% | 0% | 0% | 0% | 0%
|  |  | Financing Risk |  |  |  | Liberalise domestic financial sector; reform reserve requirements for domestic lending to businesses; Introduce incentives, targets and mandatory lending requirements for renewable energy/solar electrification; Strengthening investors' familiarity and assessment capacity for renewable energy; Regulatory and tax reforms for asset backed securities for MG, SHS and solar rooftops |  |  |  | 0% | 0% | 0% | 0% | 0% | 0% | 0%
|  |  | Total Impact | [10 empty] | 0% | 0% | 0% | 0%
FINANCIAL DERISKING INSTRUMENTS
[11 empty] | Instrument Effectiveness |  |  | Impact on Cost of Equity & Cost of Debt |  |  |  | Guidance [Ungroup to reveal] | Please note that if a financial and a policy derisking instrument are used to address a given risk category, the total effectiveness percentage must not exceed 100%.
|  |  | Risk Category |  |  |  | Instrument Description |  |  |  | On Cost of Equity | On Cost of Debt | Time Effect Discount | Equity | Public Loan | Commercial Loan w/ Guarantees | Commercial Loan w/o Guarantees
|  |  | Energy Market Risk |  |  |  | Grid Extension Compensation |  |  |  | 0% | 0% | 0% | 0% | 0% | 0% | 0%
|  |  | Developer Risk |  |  |  | Public Loan or Commercial Loans with Public Guarantees |  |  |  | 0% | 0% | 0% | 0% | 0% | 0% | 0%
|  |  | End-user Credit Risk |  |  |  | Public Loan or Commercial Loans with Public Guarantees |  |  |  | 0% | 0% | 0% | 0% | 0% | 0% | 0%
|  |  | Financing Risk |  |  |  | Public Loan or Commercial Loans with Public Guarantees |  |  |  | 0% | 0% | 0% | 0% | 0% | 0% | 0%
|  |  | Currency Risk |  |  |  | Partial Tariff Indexing |  |  |  | 0% | 0% | 0% | 0% | 0% | 0% | 0%
|  |  | Sovereign Risk |  |  |  | Political Risk Insurance For Equity Investment |  |  |  | 0% | 0% | 0% | 0% | 0% | 0% | 0%
|  |  | Total Impact | [10 empty] | 0% | 0% | 0% | 0%
INSTRUMENT COSTING
POLICY DERISKING INSTRUMENTS (COST TO PUBLIC SECTOR)
Guidance [Ungroup to reveal]
Please select costing method for each policy instrument and input cost assumptions.
Lump Sum: The user inputs the total cost of a policy derisking instrument for the full implementation period, discounted to today. For calculations, use DREI's 'Instrument Costing Tool'
Annual Cost: This is an automated calculation. The user inputs the annual cost of a policy derisking instrument, the number of years for implementation (if different from Liftime of investment), and the public discount rate.
[10 empty] | Pre-derisking |  |  |  | Post-derisking
[10 empty] | Lump Sum | Annual Cost |  |  | Lump Sum | Annual Cost
|  |  | Risk Category |  | Instrument Description |  |  |  | Costing Method | Cost of Instrument | Annual Cost | Duration (in years) | PV @ Public Cost of Capital | Cost of Instrument | Annual Cost | Duration (in years) | PV @ Public Cost of Capital
|  |  | Energy Market Risk |  | Long term RE targets; Strenghtening institutional off-grid electrification management; Determine national/state off-grid electricity service areas Dividing MG service areas into concessions; Ensure no grid expansion into off-grid area and concessions, and Implement per kWh compensation scheme in case grid expansion occurs; Implement well designed mechanism to grant concessions |  |  |  | Lump Sum | 0 | 0 | 20 | 0 | 0 | 0 | 20 | 0
|  |  | Social Acceptance Risk |  | Develop and coordinate ongoing community impact and public awareness campaigns on off-grid electrification |  |  |  | Lump Sum | 0 | 0 | 20 | 0 | 0 | 0 | 20 | 0
|  |  | Hardware Risk |  | Streamlined, consistent and facilitated customs procedures Develop certification and technology standards, and enforce standards |  |  |  | Lump Sum | 0 | 0 | 20 | 0 | 0 | 0 | 20 | 0
|  |  | Digital Risk |  | Streamlined, consistent and facilitated customs procedures Develop certification and technology standards, and enforce standards |  |  |  | Lump Sum | 0 | 0 | 20 | 0 | 0 | 0 | 20 | 0
|  |  | Labour Risk |  | Programmes to develop competitive, skilled labour market for solar PV |  |  |  | Lump Sum | 0 | 0 | 20 | 0 | 0 | 0 | 20 | 0
|  |  | Developer Risk |  | Government support to grow early-stage industry |  |  |  | Lump Sum | 0 | 0 | 20 | 0 | 0 | 0 | 20 | 0
|  |  | End-user Credit Risk |  | Facilitate growth of consumer credit industry, Promote productive use of electricity |  |  |  | Lump Sum | 0 | 0 | 20 | 0 | 0 | 0 | 20 | 0
|  |  | Financing Risk |  | Liberalise domestic financial sector; reform reserve requirements for domestic lending to businesses; Introduce incentives, targets and mandatory lending requirements for renewable energy/solar electrification; Strengthening investors' familiarity and assessment capacity for renewable energy; Regulatory and tax reforms for asset backed securities for MG, SHS and solar rooftops |  |  |  | Lump Sum | 0 | 0 | 20 | 0 | 0 | 0 | 20 | 0
|  |  | Total Cost | [6 empty] | 0 |  |  | 0 | 0 |  |  | 0
FINANCIAL DERISKING INSTRUMENTS - WITHOUT RESERVES: (COST TO PUBLIC SECTOR)
|  |  | Risk Category |  | Instrument Assumptions | [8 empty] | Solar PV-Battery MG
|  |  | Power Market Risk |  | Grid Extension Compensation
[6 empty] | Percentage of mini-grids exposed to grid extension |  |  | % | [5 empty] | 0%
[6 empty] | Last year of MG operation before grid arrives |  |  | year | [5 empty] | 0
[6 empty] | National retail tariff |  |  | USD/kWh | [5 empty] | 0
[6 empty] | Percentage of revenue loss covered by Government |  |  | % |  |  |  |  | 0%
|  |  | Currency Risk |  | Partial Tariff Indexing
[6 empty] | Hedging premium |  |  | % |  |  |  |  | 0%
[6 empty] | Percentage of tariff indexed to hard currencies |  |  | % |  |  |  |  | 0%
[6 empty] | Percentage of exposure hedged by Government |  |  | % |  |  |  |  | 0%
|  |  | Multiple |  | Grant Element
[6 empty] | Percentage of mini-grids to be covered by grant element |  |  | % | [5 empty] | 0%
[6 empty] | Years covered by grant element (if different from Years to reach target) |  |  | years | [5 empty] | 0
[6 empty] | Year of operation at grant element infusion (year 1 = from the start) |  |  | year | [5 empty] | 0
FINANCIAL DERISKING INSTRUMENTS WITH RESERVES: (COST TO PROJECT DEVELOPER/SPONSOR)
Guidance [Ungroup to reveal]
Please input loan tenor assumptions in whole numbers.
Guarantee term is set equal to the tenor of the underlying commercial loan.
|  |  | Risk Category |  | Instrument Assumptions | [5 empty] | Pre-derisking |  |  | Post-derisking
Public Loans
[6 empty] | Annual Interest Rate, Public Loans |  |  | % |  | 0% |  |  | N/A
[6 empty] | Loan Tenor |  |  | years |  | 0 |  |  | 0
|  |  | Developer Risk |  |  | Front-end Fee |  |  | bps |  | 0 |  |  | 0
|  |  | End-user Credit Risk |  | Commercial Loans with Public Guarantees
|  |  | Financing Risk |  |  | Annual Interest Rate, Commercial Loans |  |  | % |  | 11% |  |  | N/A
[6 empty] | Loan Tenor |  |  | years |  | 0 |  |  | 0
[6 empty] | Front-end Fee, Commercial Loans |  |  | bps |  | 0 |  |  | 0
[6 empty] | Guarantee coverage, as a % of Commercial Loan Value |  |  | % |  | 0% |  |  | 0%
[7 empty] | Term of Public Guarantee |  | years |  | 0 |  |  | 0
[7 empty] | Front-end Fee, Public Guarantee |  | bps |  | 0 |  |  | 0
[7 empty] | Annual Guarantee Fee |  | bps |  | 0 |  |  | 0
Political Risk Insurance for Equity Investment
|  |  | Sovereign Risk |  |  | PRI Coverage, as a % of Total Equity Investment |  |  | % |  | 0% |  |  | 0%
[6 empty] | Term of Political Risk Insurance |  |  | years |  | 0 |  |  | 0
[6 empty] | Front-end Fee |  |  | bps |  | 0 |  |  | 0
[6 empty] | Annual Political Risk Insurance Premium |  |  | bps |  | 0 |  |  | 0
FINANCIAL DERISKING INSTRUMENTS WITH RESERVES (COST TO PUBLIC SECTOR)
Guidance [Ungroup to reveal]
Paid-in-capital multiplier refers to the ability of multilateral development banks to leverage paid-in capital on the international bond markets.
If multiplier is not used, please assign 1
|  |  | Risk Category |  | Financial Instrument Reserve Allocation | [7 empty] | Solar PV-Battery MG
|  |  | Developer Risk |  | Public Loans
|  |  | Payment and Credit Risk |  |  |  | Minimum Capital Requirement for Public Loans, as a % of Total Value |  | % |  |  |  | 25%
|  |  | Financing Risk |  | Public Guarantees
[7 empty] | Minimum Capital Requirement for Guarantees as a % of Total Value |  | % |  |  |  | 25%
|  |  | Sovereign Risk |  | Political Risk Insurance for Equity Investment
[7 empty] | Public Cost Reserve allocation for Political Risk Insurance, as a % of Total Value |  | % |  |  |  | 0%
Public Cost Leverage Inputs
|  |  |  | Use of Paid-in Capital Leverage Multiplier | [8 empty] | No
|  |  |  | Paid-in Capital Leverage Multiplier |  |  |  |  | Multiple |  |  |  | 1
E. SOLVER CALCULUS
Guidance [Ungroup to reveal]
Please install Excel's SOLVEr plugin to be able to calculate the module and battery size upon changing of input parameters
Upon installation, the Solver plugin can be accessed in the 'Data' ribbon --> 'Analyze' Section
| Annual Demand | [7 empty] | kWh |  |  |  | 20671.1667
| Annual Unmet Demand | [7 empty] | kWh |  |  |  | 310.22
| Serviced Demand | [7 empty] | kWh |  |  |  | 20360.9467
| Serviced Demand | [7 empty] | % |  |  |  | 98.5%
| Levelized Cost of Electricity (Solar PV/Battery) | [7 empty] | USD/kWh |  |  |  | 1.116

## V. Load Profile
VERSION 1.1 (JUN 2020)
V. LOAD PROFILE OUTPUTS
This sheet is organised into three sections.
A. Appliance Usage (Hourly)
B. Electricity demand for village
C. Energy requirement at village level
A. APPLIANCE USAGE (HOURLY)
|  |  |  | Household | [9 empty] | Productive Use | [8 empty] | Social Infrastructure |  |  |  |  | Anchor Load
| Appliance Use (Hourly) |  |  | Household | Household | Household | Household | Household | [5 empty] | Restaurant | Restaurant | Restaurant | Agricultural Mill | Water Pump | Sewing Machine |  |  |  | School | School | Street Lights |  |  | Telecom Tower | Telecom Tower
| Time |  | Hour ID | Lamp (inside house) | Lamp (outside house) | Phone Charging | Table Fan | TV | [5 empty] | Refrigerator | Large TV | Lamps | Agricultural Mill | Water Pump | Sewing Machine |  |  |  | School Lighting | School Fan | Street Lamps |  |  | Base Station Tower | Cooling Load
| 0:00 | 1:00 | 1 | 0 | 0 | 1 | 0 | 0 | 0 | 0 | 0 | 0 | 0 | 0 | 0 | 0 | 0 | 0 | 0 | 0 | 0 | 0 | 0 | 0 | 1 | 0 | 0 | 1 | 0 | 0 | 0
| 1:00 | 2:00 | 2 | 0 | 0 | 1 | 0 | 0 | 0 | 0 | 0 | 0 | 0 | 0 | 0 | 0 | 0 | 0 | 0 | 0 | 0 | 0 | 0 | 0 | 1 | 0 | 0 | 1 | 0 | 0 | 0
| 2:00 | 3:00 | 3 | 0 | 0 | 0 | 0 | 0 | 0 | 0 | 0 | 0 | 0 | 0 | 0 | 0 | 0 | 0 | 0 | 0 | 0 | 0 | 0 | 0 | 1 | 0 | 0 | 1 | 0 | 0 | 0
| 3:00 | 4:00 | 4 | 0 | 0 | 0 | 0 | 0 | 0 | 0 | 0 | 0 | 0 | 0 | 0 | 0 | 0 | 0 | 0 | 0 | 0 | 0 | 0 | 0 | 1 | 0 | 0 | 1 | 0 | 0 | 0
| 4:00 | 5:00 | 5 | 0 | 0 | 0 | 0 | 0 | 0 | 0 | 0 | 0 | 0 | 0 | 0 | 0 | 0 | 0 | 0 | 0 | 0 | 0 | 0 | 0 | 1 | 0 | 0 | 1 | 0 | 0 | 0
| 5:00 | 6:00 | 6 | 0 | 0 | 0 | 0 | 0 | 0 | 0 | 0 | 0 | 0 | 0 | 0 | 0 | 0 | 0 | 0 | 0 | 0 | 0 | 0 | 0 | 1 | 0 | 0 | 1 | 0 | 0 | 0
| 6:00 | 7:00 | 7 | 0 | 0 | 0 | 0 | 0 | 0 | 0 | 0 | 0 | 0 | 0 | 0 | 0 | 0 | 0 | 0 | 0 | 0 | 0 | 0 | 0 | 1 | 0 | 0 | 1 | 0 | 0 | 0
| 7:00 | 8:00 | 8 | 0 | 0 | 0 | 0 | 0 | 0 | 0 | 0 | 0 | 0 | 1 | 1 | 0 | 0 | 0 | 0 | 0 | 0 | 0 | 0 | 0 | 0 | 0 | 0 | 1 | 0 | 0 | 0
| 8:00 | 9:00 | 9 | 0 | 0 | 0 | 0 | 0 | 0 | 0 | 0 | 0 | 0 | 1 | 1 | 0 | 0 | 0 | 0 | 0 | 0 | 0 | 1 | 1 | 0 | 0 | 0 | 1 | 0 | 0 | 0
| 9:00 | 10:00 | 10 | 0 | 0 | 0 | 0 | 0 | 0 | 0 | 0 | 0 | 0 | 1 | 1 | 0 | 0 | 0 | 1 | 0 | 0 | 0 | 1 | 1 | 0 | 0 | 0 | 1 | 0 | 0 | 0
| 10:00 | 11:00 | 11 | 0 | 0 | 0 | 0 | 0 | 0 | 0 | 0 | 0 | 0 | 1 | 1 | 0 | 0 | 0 | 1 | 0 | 0 | 0 | 1 | 1 | 0 | 0 | 0 | 1 | 0 | 0 | 0
| 11:00 | 12:00 | 12 | 0 | 0 | 0 | 0 | 0 | 0 | 0 | 0 | 0 | 0 | 1 | 1 | 0 | 1 | 1 | 1 | 0 | 0 | 0 | 1 | 1 | 0 | 0 | 0 | 1 | 0 | 0 | 0
| 12:00 | 13:00 | 13 | 0 | 0 | 0 | 0 | 0 | 0 | 0 | 0 | 0 | 0 | 1 | 0 | 0 | 1 | 1 | 1 | 0 | 0 | 0 | 1 | 1 | 0 | 0 | 0 | 1 | 0 | 0 | 0
| 13:00 | 14:00 | 14 | 0 | 0 | 0 | 0 | 0 | 0 | 0 | 0 | 0 | 0 | 1 | 0 | 0 | 0 | 1 | 0 | 0 | 0 | 0 | 1 | 1 | 0 | 0 | 0 | 1 | 0 | 0 | 0
| 14:00 | 15:00 | 15 | 0 | 0 | 0 | 0 | 0 | 0 | 0 | 0 | 0 | 0 | 1 | 0 | 0 | 0 | 1 | 0 | 0 | 0 | 0 | 1 | 1 | 0 | 0 | 0 | 1 | 0 | 0 | 0
| 15:00 | 16:00 | 16 | 0 | 0 | 0 | 0 | 0 | 0 | 0 | 0 | 0 | 0 | 1 | 0 | 0 | 0 | 1 | 0 | 0 | 0 | 0 | 0 | 0 | 0 | 0 | 0 | 1 | 0 | 0 | 0
| 16:00 | 17:00 | 17 | 0 | 0 | 0 | 0 | 0 | 0 | 0 | 0 | 0 | 0 | 1 | 0 | 0 | 0 | 0 | 0 | 0 | 0 | 0 | 0 | 0 | 0 | 0 | 0 | 1 | 0 | 0 | 0
| 17:00 | 18:00 | 18 | 0 | 0 | 0 | 0 | 0 | 0 | 0 | 0 | 0 | 0 | 1 | 0 | 0 | 0 | 0 | 0 | 0 | 0 | 0 | 0 | 0 | 0 | 0 | 0 | 1 | 0 | 0 | 0
| 18:00 | 19:00 | 19 | 1 | 0 | 0 | 1 | 0 | 0 | 0 | 0 | 0 | 0 | 1 | 0 | 1 | 0 | 0 | 0 | 0 | 0 | 0 | 0 | 0 | 1 | 0 | 0 | 1 | 0 | 0 | 0
| 19:00 | 20:00 | 20 | 1 | 1 | 0 | 1 | 1 | 0 | 0 | 0 | 0 | 0 | 0 | 0 | 1 | 0 | 0 | 0 | 0 | 0 | 0 | 0 | 0 | 1 | 0 | 0 | 1 | 0 | 0 | 0
| 20:00 | 21:00 | 21 | 1 | 1 | 0 | 1 | 1 | 0 | 0 | 0 | 0 | 0 | 0 | 0 | 1 | 0 | 0 | 0 | 0 | 0 | 0 | 0 | 0 | 1 | 0 | 0 | 1 | 0 | 0 | 0
| 21:00 | 22:00 | 22 | 1 | 1 | 0 | 1 | 1 | 0 | 0 | 0 | 0 | 0 | 0 | 0 | 1 | 0 | 0 | 0 | 0 | 0 | 0 | 0 | 0 | 1 | 0 | 0 | 1 | 0 | 0 | 0
| 22:00 | 23:00 | 23 | 0 | 1 | 1 | 1 | 0 | 0 | 0 | 0 | 0 | 0 | 0 | 0 | 1 | 0 | 0 | 0 | 0 | 0 | 0 | 0 | 0 | 1 | 0 | 0 | 1 | 0 | 0 | 0
| 23:00 | 24:00 | 24 | 0 | 1 | 1 | 0 | 0 | 0 | 0 | 0 | 0 | 0 | 0 | 0 | 0 | 0 | 0 | 0 | 0 | 0 | 0 | 0 | 0 | 1 | 0 | 0 | 1 | 0 | 0 | 0
|  |  | Total hours | 4 | 5 | 4 | 5 | 3 | 0 | 0 | 0 | 0 | 0 | 12 | 5 | 5 | 2 | 5 | 4 | 0 | 0 | 0 | 7 | 7 | 13 | 0 | 0 | 24 | 0 | 0 | 0
B. ELECTRICITY DEMAND FOR VILLAGE
| Quantity of appliances per consumer |  |  | 3 | 1 | 2 | 1 | 0.2 | 0 | 0 | 0 | 0 | 0 | 2 | 2 | 5 | 0 | 2 | 2 | 0 | 0 | 0 | 10 | 1 | 4 | 0 | 0 | 0 | 0 | 0 | 0
| Power consumption per appliance (watts) |  |  | 5 | 5 | 5 | 50 | 50 | 0 | 0 | 0 | 0 | 0 | 200 | 100 | 10 | 10000 | 250 | 120 | 0 | 0 | 0 | 5 | 50 | 5 | 0 | 0 | 4000 | 0 | 0 | 0
|  |  |  | Household | [9 empty] | Productive Use | [8 empty] | Social Infrastructure |  |  |  |  | Anchor Load
| Hourly Electricity Demand for Village (kW) |  |  | Household | Household | Household | Household | Household | [5 empty] | Restaurant | Restaurant | Restaurant | Agricultural Mill | Water Pump | Sewing Machine |  |  |  | School | School | Street Lights |  |  | Telecom Tower | Telecom Tower
| Time |  | Hour ID | Lamp (inside house) | Lamp (outside house) | Phone Charging | Table Fan | TV | [5 empty] | Refrigerator | Large TV | Lamps | Agricultural Mill | Water Pump | Sewing Machine |  |  |  | School Lighting | School Fan | Street Lamps |  |  | Base Station Tower | Cooling Load
| 0:00 | 1:00 | 1 | 0 | 0 | 1 | 0 | 0 | [5 empty] | 0 | 0 | 0 | 0 | 0 | 0 |  |  |  | 0 | 0 | 0.02 |  |  | 0 | 0
| 1:00 | 2:00 | 2 | 0 | 0 | 1 | 0 | 0 | [5 empty] | 0 | 0 | 0 | 0 | 0 | 0 |  |  |  | 0 | 0 | 0.02 |  |  | 0 | 0
| 0.083333 | 0.125 | 3 | 0 | 0 | 0 | 0 | 0 | [5 empty] | 0 | 0 | 0 | 0 | 0 | 0 |  |  |  | 0 | 0 | 0.02 |  |  | 0 | 0
| 0.125 | 0.16667 | 4 | 0 | 0 | 0 | 0 | 0 | [5 empty] | 0 | 0 | 0 | 0 | 0 | 0 |  |  |  | 0 | 0 | 0.02 |  |  | 0 | 0
| 0.16667 | 0.20833 | 5 | 0 | 0 | 0 | 0 | 0 | [5 empty] | 0 | 0 | 0 | 0 | 0 | 0 |  |  |  | 0 | 0 | 0.02 |  |  | 0 | 0
| 0.20833 | 0.25 | 6 | 0 | 0 | 0 | 0 | 0 | [5 empty] | 0 | 0 | 0 | 0 | 0 | 0 |  |  |  | 0 | 0 | 0.02 |  |  | 0 | 0
| 0.25 | 0.29167 | 7 | 0 | 0 | 0 | 0 | 0 | [5 empty] | 0 | 0 | 0 | 0 | 0 | 0 |  |  |  | 0 | 0 | 0.02 |  |  | 0 | 0
| 0.29167 | 0.33333 | 8 | 0 | 0 | 0 | 0 | 0 | [5 empty] | 0.4 | 0.2 | 0 | 0 | 0 | 0 |  |  |  | 0 | 0 | 0 |  |  | 0 | 0
| 0.33333 | 0.375 | 9 | 0 | 0 | 0 | 0 | 0 | [5 empty] | 0.4 | 0.2 | 0 | 0 | 0 | 0 |  |  |  | 0.05 | 0.05 | 0 |  |  | 0 | 0
| 0.375 | 0.41667 | 10 | 0 | 0 | 0 | 0 | 0 | [5 empty] | 0.4 | 0.2 | 0 | 0 | 0 | 0.24 |  |  |  | 0.05 | 0.05 | 0 |  |  | 0 | 0
| 0.41667 | 0.45833 | 11 | 0 | 0 | 0 | 0 | 0 | [5 empty] | 0.4 | 0.2 | 0 | 0 | 0 | 0.24 |  |  |  | 0.05 | 0.05 | 0 |  |  | 0 | 0
| 0.45833 | 0.5 | 12 | 0 | 0 | 0 | 0 | 0 | [5 empty] | 0.4 | 0.2 | 0 | 0 | 0.5 | 0.24 |  |  |  | 0.05 | 0.05 | 0 |  |  | 0 | 0
| 0.5 | 0.54167 | 13 | 0 | 0 | 0 | 0 | 0 | [5 empty] | 0.4 | 0 | 0 | 0 | 0.5 | 0.24 |  |  |  | 0.05 | 0.05 | 0 |  |  | 0 | 0
| 0.54167 | 0.58333 | 14 | 0 | 0 | 0 | 0 | 0 | [5 empty] | 0.4 | 0 | 0 | 0 | 0.5 | 0 |  |  |  | 0.05 | 0.05 | 0 |  |  | 0 | 0
| 0.58333 | 0.625 | 15 | 0 | 0 | 0 | 0 | 0 | [5 empty] | 0.4 | 0 | 0 | 0 | 0.5 | 0 |  |  |  | 0.05 | 0.05 | 0 |  |  | 0 | 0
| 0.625 | 0.66667 | 16 | 0 | 0 | 0 | 0 | 0 | [5 empty] | 0.4 | 0 | 0 | 0 | 0.5 | 0 |  |  |  | 0 | 0 | 0 |  |  | 0 | 0
| 0.66667 | 0.70833 | 17 | 0 | 0 | 0 | 0 | 0 | [5 empty] | 0.4 | 0 | 0 | 0 | 0 | 0 |  |  |  | 0 | 0 | 0 |  |  | 0 | 0
| 0.70833 | 0.75 | 18 | 0 | 0 | 0 | 0 | 0 | [5 empty] | 0.4 | 0 | 0 | 0 | 0 | 0 |  |  |  | 0 | 0 | 0 |  |  | 0 | 0
| 0.75 | 0.79167 | 19 | 1.5 | 0 | 0 | 5 | 0 | [5 empty] | 0.4 | 0 | 0.05 | 0 | 0 | 0 |  |  |  | 0 | 0 | 0.02 |  |  | 0 | 0
| 0.79167 | 0.83333 | 20 | 1.5 | 0.5 | 0 | 5 | 1 | [5 empty] | 0 | 0 | 0.05 | 0 | 0 | 0 |  |  |  | 0 | 0 | 0.02 |  |  | 0 | 0
| 0.83333 | 0.875 | 21 | 1.5 | 0.5 | 0 | 5 | 1 | [5 empty] | 0 | 0 | 0.05 | 0 | 0 | 0 |  |  |  | 0 | 0 | 0.02 |  |  | 0 | 0
| 0.875 | 0.91667 | 22 | 1.5 | 0.5 | 0 | 5 | 1 | [5 empty] | 0 | 0 | 0.05 | 0 | 0 | 0 |  |  |  | 0 | 0 | 0.02 |  |  | 0 | 0
| 0.91667 | 0.95833 | 23 | 0 | 0.5 | 1 | 5 | 0 | [5 empty] | 0 | 0 | 0.05 | 0 | 0 | 0 |  |  |  | 0 | 0 | 0.02 |  |  | 0 | 0
| 0.95833 | 1899-12-31 | 24 | 0 | 0.5 | 1 | 0 | 0 | [5 empty] | 0 | 0 | 0 | 0 | 0 | 0 |  |  |  | 0 | 0 | 0.02 |  |  | 0 | 0
| Total demand per day across village (kWh/day) |  |  | 6 | 2.5 | 4 | 25 | 3 | 0 | 0 | 0 | 0 | 0 | 4.8 | 1 | 0.25 | 0 | 2.5 | 0.96 | 0 | 0 | 0 | 0.35 | 0.35 | 0.26 | 0 | 0 | 0 | 0
Total Electricity Demand (kWh)
| Time |  | Hour ID | Is there E-Demand during that hour? | Excl. Distribution losses | Incl. Distribution losses | Household Only (excl. Losses) | Productive Use only (excl. Losses) | Social Infrastr. Only (excl. Losses) | Anchor Load only (excl. Losses)
| 0:00 | 1:00 | 1 | yes | 1.02 | 1.1333 | 1 | 0 | 0.02 | 0
| 1:00 | 2:00 | 2 | yes | 1.02 | 1.1333 | 1 | 0 | 0.02 | 0
| 0.083333 | 0.125 | 3 | yes | 0.02 | 0.022222 | 0 | 0 | 0.02 | 0
| 0.125 | 0.16667 | 4 | yes | 0.02 | 0.022222 | 0 | 0 | 0.02 | 0
| 0.16667 | 0.20833 | 5 | yes | 0.02 | 0.022222 | 0 | 0 | 0.02 | 0
| 0.20833 | 0.25 | 6 | yes | 0.02 | 0.022222 | 0 | 0 | 0.02 | 0
| 0.25 | 0.29167 | 7 | yes | 0.02 | 0.022222 | 0 | 0 | 0.02 | 0
| 0.29167 | 0.33333 | 8 | yes | 0.6 | 0.66667 | 0 | 0.6 | 0 | 0
| 0.33333 | 0.375 | 9 | yes | 0.7 | 0.77778 | 0 | 0.6 | 0.1 | 0
| 0.375 | 0.41667 | 10 | yes | 0.94 | 1.0444 | 0 | 0.84 | 0.1 | 0
| 0.41667 | 0.45833 | 11 | yes | 0.94 | 1.0444 | 0 | 0.84 | 0.1 | 0
| 0.45833 | 0.5 | 12 | yes | 1.44 | 1.6 | 0 | 1.34 | 0.1 | 0
| 0.5 | 0.54167 | 13 | yes | 1.24 | 1.3778 | 0 | 1.14 | 0.1 | 0
| 0.54167 | 0.58333 | 14 | yes | 1 | 1.1111 | 0 | 0.9 | 0.1 | 0
| 0.58333 | 0.625 | 15 | yes | 1 | 1.1111 | 0 | 0.9 | 0.1 | 0
| 0.625 | 0.66667 | 16 | yes | 0.9 | 1 | 0 | 0.9 | 0 | 0
| 0.66667 | 0.70833 | 17 | yes | 0.4 | 0.44444 | 0 | 0.4 | 0 | 0
| 0.70833 | 0.75 | 18 | yes | 0.4 | 0.44444 | 0 | 0.4 | 0 | 0
| 0.75 | 0.79167 | 19 | yes | 6.97 | 7.7444 | 6.5 | 0.45 | 0.02 | 0
| 0.79167 | 0.83333 | 20 | yes | 8.07 | 8.9667 | 8 | 0.05 | 0.02 | 0
| 0.83333 | 0.875 | 21 | yes | 8.07 | 8.9667 | 8 | 0.05 | 0.02 | 0
| 0.875 | 0.91667 | 22 | yes | 8.07 | 8.9667 | 8 | 0.05 | 0.02 | 0
| 0.91667 | 0.95833 | 23 | yes | 6.57 | 7.3 | 6.5 | 0.05 | 0.02 | 0
| 0.95833 | 1899-12-31 | 24 | yes | 1.52 | 1.6889 | 1.5 | 0 | 0.02 | 0
|  |  | Total (kWh/day) | 24 | 50.97 | 56.6333 | 40.5 | 9.51 | 0.96 | 0
C. ENERGY REQUIREMENT AT VILLAGE LEVEL
Energy Required @ Village Level
Guidance [Ungroup to reveal]
Please adjust the following table to accomodate all Consumer Types
Insert additonal Rows for more Consumer Types per Sector as needed
| Sector | Consumer Type | Quantity per Consumer Type (#) | Power Needed per Consumer Type (Wh/dy) | Power Needed per Mini-Grid (kWh/dy)
| Household | Household | 100 | 405 | 40.5
| Productive Use | Restaurant | 1 | 6050 | 6.05
| Productive Use | Agricultural Mill | 0 | 2500 | 0
| Productive Use | Water Pump | 1 | 960 | 0.96
| Productive Use | Sewing Machine | 1 | 0 | 0
| Social Infrastructure | School | 1 | 700 | 0.7
| Social Infrastructure | Street Lights | 1 | 260 | 0.26
| Anchor Load | Telecom Tower | 0 | 0 | 0
| Total excl. Distribution losses |  |  |  | 48.47
| Total incl. Distribution losses |  |  |  | 53.8556

## VI. Generation
VERSION 1.1 (JUN 2020)
VI. GENERATION
This sheet is organised into two sections.
A. Relationship between energy demand and generation for randomly selected days
B. Diesel Generation Profile (Annual)
A. RELATIONSHIP BETWEEN ENERGY DEMAND AND GENERATION FOR RANDOMLY SELECTED DAYS
Guidance [Ungroup to reveal]
The chart below allows the user to appreciate several generation/demand indicators over three randomly chosen days of the year.
This offers the user the ability to validate the results on system sizing obtained from the Solver procedure in Tab IV. 'Inputs Solar PV Battery'.
For instance, an im-propperly sized system would result in a 'Battery state of charge' curve that does not approach 100%, or never goes down to the minimum state of charge.
Another example: high shares of unmet demand over several hours a day are another good indication for an improperly sized system.
Should you encounter such phenomena, go back to Tab IV and re-run the Solver using a different set of initial conditions (see in model guidance in Tab IV for rules how to come up with a first guess of appropriat initial conditions).
B. DIESEL GENERATION PROFILE (ANNUAL)
| BASELINE |  |  | SOLAR PV GENERATION | [7 empty] | BATTERY | [6 empty] | DIESEL GENERATION
| Hour ID | Demand (kWh) | Diesel Generation | Global horizontal irradiation (W/m2) | Temperature (Celcius) | Normal irradiation (W/m2) | Cell temperature (Celsius) | Temperature factor | PV generation (kWh) | Residual demand (kWh) | Time to negative residual demand [h] | Battery state of charge (kWh) | Battery state of charge (%) | Charge (1)/Discharge (0) | Cycle counter | DoD of cycle | Curtailed PV Generation (kWh) | Unmet Demand from Solar PV (kWh) | Diesel generation (kWh) | Fuel consumption (L)
| 1 | 1.1333 | 3.228 | 0 | 23.6 | 0 | 23.6 | 1.0049 | 0 | 1.1333 | 5 | 56.921 | 94.87% | 0 | 0 | 0 | 0 | 0 | 0 | 0
| 2 | 1.1333 | 3.228 | 0 | 22.4 | 0 | 22.4 | 1.0091 | 0 | 1.1333 | 4 | 55.7264 | 92.88% | 0 | 0 | 0 | 0 | 0 | 0 | 0
| 3 | 0.022222 | 3.228 | 0 | 21.3 | 0 | 21.3 | 1.013 | 0 | 0.022222 | 3 | 54.5317 | 90.89% | 0 | 0 | 0 | 0 | 0 | 0 | 0
| 4 | 0.022222 | 3.228 | 0 | 20.4 | 0 | 20.4 | 1.0161 | 0 | 0.022222 | 2 | 54.5083 | 90.85% | 0 | 0 | 0 | 0 | 0 | 0 | 0
| 5 | 0.022222 | 3.228 | 0 | 19.6 | 0 | 19.6 | 1.0189 | 0 | 0.022222 | 1 | 54.4849 | 90.81% | 0 | 0 | 0 | 0 | 0 | 0 | 0
| 6 | 0.022222 | 3.228 | 0 | 18.9 | 0 | 18.9 | 1.0213 | 0 | 0.022222 | 0 | 54.4614 | 90.77% | 0 | 0 | 0 | 0 | 0 | 0 | 0
| 7 | 0.022222 | 3.228 | 2 | 18.9 | 1.9319 | 19.025 | 1.0209 | 0.039445 | -0.017223 | 0 | 54.438 | 90.73% | 0 | 0 | 0 | 0 | 0 | 0 | 0
| 8 | 0.66667 | 3.228 | 69 | 21 | 66.6489 | 25.3125 | 0.99891 | 1.3315 | -0.66485 | 0 | 54.4544 | 90.76% | 1 | 1 | 0.0927 | 0 | 0 | 0 | 0
| 9 | 0.77778 | 3.228 | 271 | 23.2 | 261.7659 | 40.1375 | 0.94702 | 4.9579 | -4.1802 | 0 | 55.0851 | 91.81% | 1 | 0 | 0 | 0 | 0 | 0 | 0
| 10 | 1.0444 | 3.228 | 490 | 25.3 | 473.3037 | 55.925 | 0.89176 | 8.4415 | -7.397 | 0 | 59.0508 | 98.42% | 1 | 0 | 0 | 6.4 | 0 | 0 | 0
| 11 | 1.0444 | 3.228 | 667 | 27.4 | 644.2725 | 69.0875 | 0.84569 | 10.8971 | -9.8527 | 0 | 60 | 100% | 1 | 0 | 0 | 9.85 | 0 | 0 | 0
| 12 | 1.6 | 3.228 | 776 | 29.4 | 749.5584 | 77.9 | 0.81485 | 12.2156 | -10.6156 | 0 | 60 | 100% | 0 | 0 | 0 | 10.62 | 0 | 0 | 0
| 13 | 1.3778 | 3.228 | 805 | 31.5 | 777.5703 | 81.8125 | 0.80116 | 12.4591 | -11.0813 | 0 | 60 | 100% | 0 | 0 | 0 | 11.08 | 0 | 0 | 0
| 14 | 1.1111 | 3.228 | 750 | 31.7 | 724.4444 | 78.575 | 0.81249 | 11.772 | -10.6609 | 0 | 60 | 100% | 0 | 0 | 0 | 10.66 | 0 | 0 | 0
| 15 | 1.1111 | 3.228 | 617 | 31.8 | 595.9762 | 70.3625 | 0.84123 | 10.0271 | -8.916 | 0 | 60 | 100% | 0 | 0 | 0 | 8.92 | 0 | 0 | 0
| 16 | 1 | 3.228 | 422 | 32 | 407.6207 | 58.375 | 0.88319 | 7.2001 | -6.2001 | 0 | 60 | 100% | 0 | 0 | 0 | 6.2 | 0 | 0 | 0
| 17 | 0.44444 | 3.228 | 199 | 31.1 | 192.2192 | 43.5375 | 0.93512 | 3.595 | -3.1505 | 0 | 60 | 100% | 0 | 0 | 0 | 3.15 | 0 | 0 | 0
| 18 | 0.44444 | 3.228 | 28 | 30.2 | 27.0459 | 31.95 | 0.97567 | 0.52776 | -0.083316 | 0 | 60 | 100% | 0 | 0 | 0 | 0.08 | 0 | 0 | 0
| 19 | 7.7444 | 7.7444 | 0 | 29.3 | 0 | 29.3 | 0.98495 | 0 | 7.7444 | 12 | 60 | 100% | 0 | 0 | 0 | 0 | 0 | 0 | 0
| 20 | 8.9667 | 8.9667 | 0 | 28.5 | 0 | 28.5 | 0.98775 | 0 | 8.9667 | 11 | 51.8366 | 86.39% | 0 | 0 | 0 | 0 | 0 | 0 | 0
| 21 | 8.9667 | 8.9667 | 0 | 27.6 | 0 | 27.6 | 0.9909 | 0 | 8.9667 | 10 | 42.3849 | 70.64% | 0 | 0 | 0 | 0 | 0 | 0 | 0
| 22 | 8.9667 | 8.9667 | 0 | 26.8 | 0 | 26.8 | 0.9937 | 0 | 8.9667 | 9 | 32.9332 | 54.89% | 0 | 0 | 0 | 0 | 0 | 0 | 0
| 23 | 7.3 | 7.3 | 0 | 26.2 | 0 | 26.2 | 0.9958 | 0 | 7.3 | 8 | 23.4815 | 39.14% | 0 | 0 | 0 | 0 | 0 | 0 | 0
| 24 | 1.6889 | 3.228 | 0 | 25.6 | 0 | 25.6 | 0.9979 | 0 | 1.6889 | 7 | 15.7867 | 26.31% | 0 | 0 | 0 | 0 | 0 | 0 | 0
| 25 | 1.1333 | 3.228 | 0 | 25 | 0 | 25 | 1 | 0 | 1.1333 | 6 | 14.0064 | 23.34% | 0 | 0 | 0 | 0 | 0 | 0 | 0
| 26 | 1.1333 | 3.228 | 0 | 24.3 | 0 | 24.3 | 1.0025 | 0 | 1.1333 | 5 | 12.8118 | 21.35% | 0 | 0 | 0 | 0 | 0.36 | 0 | 0
| 27 | 0.022222 | 3.228 | 0 | 23.7 | 0 | 23.7 | 1.0046 | 0 | 0.022222 | 4 | 12 | 20% | 0 | 0 | 0 | 0 | 0.02 | 0 | 0
| 28 | 0.022222 | 3.228 | 0 | 23 | 0 | 23 | 1.007 | 0 | 0.022222 | 3 | 12 | 20% | 0 | 0 | 0 | 0 | 0.02 | 0 | 0
| 29 | 0.022222 | 3.228 | 0 | 22.4 | 0 | 22.4 | 1.0091 | 0 | 0.022222 | 2 | 12 | 20% | 0 | 0 | 0 | 0 | 0.02 | 0 | 0
| 30 | 0.022222 | 3.228 | 0 | 21.7 | 0 | 21.7 | 1.0115 | 0 | 0.022222 | 1 | 12 | 20% | 0 | 0 | 0 | 0 | 0.02 | 0 | 0
| 31 | 0.022222 | 3.228 | 1 | 21.1 | 0.96593 | 21.1625 | 1.0134 | 0.019578 | 0.0026442 | 0 | 12 | 20% | 0 | 0 | 0 | 0 | 0 | 0 | 0
| 32 | 0.66667 | 3.228 | 48 | 22.8 | 46.3644 | 25.8 | 0.9972 | 0.92469 | -0.25803 | 0 | 12 | 20% | 0 | 0 | 0 | 0 | 0 | 0 | 0
| 33 | 0.77778 | 3.228 | 176 | 24.5 | 170.0029 | 35.5 | 0.96325 | 3.2751 | -2.4973 | 0 | 12.2448 | 20.41% | 1 | 1 | 0.8 | 0 | 0 | 0 | 0
| 34 | 1.0444 | 3.228 | 292 | 26.2 | 282.0503 | 44.45 | 0.93193 | 5.257 | -4.2126 | 0 | 14.614 | 24.36% | 1 | 0 | 0 | 0 | 0 | 0 | 0
| 35 | 1.0444 | 3.228 | 522 | 28.3 | 504.2133 | 60.925 | 0.87426 | 8.8163 | -7.7719 | 0 | 18.6103 | 31.02% | 1 | 0 | 0 | 0 | 0 | 0 | 0
| 36 | 1.6 | 3.228 | 698 | 30.5 | 674.2162 | 74.125 | 0.82806 | 11.1659 | -9.5659 | 0 | 25.9834 | 43.31% | 1 | 0 | 0 | 0 | 0 | 0 | 0
| 37 | 1.3778 | 3.228 | 777 | 32.6 | 750.5244 | 81.1625 | 0.80343 | 12.0599 | -10.6821 | 0 | 35.0583 | 58.43% | 1 | 0 | 0 | 0 | 0 | 0 | 0
| 38 | 1.1111 | 3.228 | 725 | 32.6 | 700.2962 | 77.9125 | 0.81481 | 11.4121 | -10.301 | 0 | 45.1923 | 75.32% | 1 | 0 | 0 | 0 | 0 | 0 | 0
| 39 | 1.1111 | 3.228 | 599 | 32.6 | 578.5896 | 70.0375 | 0.84237 | 9.7477 | -8.6366 | 0 | 54.9647 | 91.61% | 1 | 0 | 0 | 3.33 | 0 | 0 | 0
| 40 | 1 | 3.228 | 413 | 32.6 | 398.9274 | 58.4125 | 0.88306 | 7.0455 | -6.0455 | 0 | 60 | 100% | 1 | 0 | 0 | 6.05 | 0 | 0 | 0
| 41 | 0.44444 | 3.228 | 190 | 31.4 | 183.5259 | 43.275 | 0.93604 | 3.4357 | -2.9913 | 0 | 60 | 100% | 0 | 0 | 0 | 2.99 | 0 | 0 | 0
| 42 | 0.44444 | 3.228 | 26 | 30.3 | 25.1141 | 31.925 | 0.97576 | 0.49011 | -0.045663 | 0 | 60 | 100% | 0 | 0 | 0 | 0.05 | 0 | 0 | 0
| 43 | 7.7444 | 7.7444 | 0 | 29.1 | 0 | 29.1 | 0.98565 | 0 | 7.7444 | 12 | 60 | 100% | 0 | 0 | 0 | 0 | 0 | 0 | 0
| 44 | 8.9667 | 8.9667 | 0 | 28.9 | 0 | 28.9 | 0.98635 | 0 | 8.9667 | 11 | 51.8366 | 86.39% | 0 | 0 | 0 | 0 | 0 | 0 | 0
| 45 | 8.9667 | 8.9667 | 0 | 28.7 | 0 | 28.7 | 0.98705 | 0 | 8.9667 | 10 | 42.3849 | 70.64% | 0 | 0 | 0 | 0 | 0 | 0 | 0
| 46 | 8.9667 | 8.9667 | 0 | 28.5 | 0 | 28.5 | 0.98775 | 0 | 8.9667 | 9 | 32.9332 | 54.89% | 0 | 0 | 0 | 0 | 0 | 0 | 0
| 47 | 7.3 | 7.3 | 0 | 28.4 | 0 | 28.4 | 0.9881 | 0 | 7.3 | 8 | 23.4815 | 39.14% | 0 | 0 | 0 | 0 | 0 | 0 | 0
| 48 | 1.6889 | 3.228 | 0 | 28.2 | 0 | 28.2 | 0.9888 | 0 | 1.6889 | 7 | 15.7867 | 26.31% | 0 | 0 | 0 | 0 | 0 | 0 | 0
| 49 | 1.1333 | 3.228 | 0 | 28 | 0 | 28 | 0.9895 | 0 | 1.1333 | 6 | 14.0064 | 23.34% | 0 | 0 | 0 | 0 | 0 | 0 | 0
| 50 | 1.1333 | 3.228 | 0 | 27.6 | 0 | 27.6 | 0.9909 | 0 | 1.1333 | 5 | 12.8118 | 21.35% | 0 | 0 | 0 | 0 | 0.36 | 0 | 0
| 51 | 0.022222 | 3.228 | 0 | 27.1 | 0 | 27.1 | 0.99265 | 0 | 0.022222 | 4 | 12 | 20% | 0 | 0 | 0 | 0 | 0.02 | 0 | 0
| 52 | 0.022222 | 3.228 | 0 | 26.7 | 0 | 26.7 | 0.99405 | 0 | 0.022222 | 3 | 12 | 20% | 0 | 0 | 0 | 0 | 0.02 | 0 | 0
| 53 | 0.022222 | 3.228 | 0 | 26.3 | 0 | 26.3 | 0.99545 | 0 | 0.022222 | 2 | 12 | 20% | 0 | 0 | 0 | 0 | 0.02 | 0 | 0
| 54 | 0.022222 | 3.228 | 0 | 25.8 | 0 | 25.8 | 0.9972 | 0 | 0.022222 | 1 | 12 | 20% | 0 | 0 | 0 | 0 | 0.02 | 0 | 0
| 55 | 0.022222 | 3.228 | 1 | 25.4 | 0.96593 | 25.4625 | 0.99838 | 0.019287 | 0.002935 | 0 | 12 | 20% | 0 | 0 | 0 | 0 | 0 | 0 | 0
| 56 | 0.66667 | 3.228 | 50 | 26.6 | 48.2963 | 29.725 | 0.98346 | 0.94995 | -0.28329 | 0 | 12 | 20% | 0 | 0 | 0 | 0 | 0 | 0 | 0
| 57 | 0.77778 | 3.228 | 228 | 27.8 | 220.2311 | 42.05 | 0.94032 | 4.1418 | -3.364 | 0 | 12.2687 | 20.45% | 1 | 1 | 0.8 | 0 | 0 | 0 | 0
| 58 | 1.0444 | 3.228 | 451 | 29 | 435.6325 | 57.1875 | 0.88734 | 7.7311 | -6.6867 | 0 | 15.4601 | 25.77% | 1 | 0 | 0 | 0 | 0 | 0 | 0
| 59 | 1.0444 | 3.228 | 635 | 30.4 | 613.3629 | 70.0875 | 0.84219 | 10.3314 | -9.287 | 0 | 21.8037 | 36.34% | 1 | 0 | 0 | 0 | 0 | 0 | 0
| 60 | 1.6 | 3.228 | 756 | 31.7 | 730.2399 | 78.95 | 0.81117 | 11.847 | -10.247 | 0 | 30.614 | 51.02% | 1 | 0 | 0 | 0 | 0 | 0 | 0
| 61 | 1.3778 | 3.228 | 796 | 33.1 | 768.877 | 82.85 | 0.79753 | 12.264 | -10.8862 | 0 | 40.3352 | 67.23% | 1 | 0 | 0 | 0.13 | 0 | 0 | 0
| 62 | 1.1111 | 3.228 | 740 | 33.1 | 714.7851 | 79.35 | 0.80978 | 11.5763 | -10.4652 | 0 | 50.5431 | 84.24% | 1 | 0 | 0 | 0.5 | 0 | 0 | 0
| 63 | 1.1111 | 3.228 | 607 | 33 | 586.317 | 70.9375 | 0.83922 | 9.841 | -8.7299 | 0 | 60 | 100% | 1 | 0 | 0 | 8.73 | 0 | 0 | 0
| 64 | 1 | 3.228 | 415 | 33 | 400.8592 | 58.9375 | 0.88122 | 7.0649 | -6.0649 | 0 | 60 | 100% | 0 | 0 | 0 | 6.06 | 0 | 0 | 0
| 65 | 0.44444 | 3.228 | 192 | 31.3 | 185.4578 | 43.3 | 0.93595 | 3.4716 | -3.0271 | 0 | 60 | 100% | 0 | 0 | 0 | 3.03 | 0 | 0 | 0
| 66 | 0.44444 | 3.228 | 27 | 29.5 | 26.08 | 31.1875 | 0.97834 | 0.5103 | -0.06586 | 0 | 60 | 100% | 0 | 0 | 0 | 0.07 | 0 | 0 | 0
| 67 | 7.7444 | 7.7444 | 0 | 27.8 | 0 | 27.8 | 0.9902 | 0 | 7.7444 | 12 | 60 | 100% | 0 | 0 | 0 | 0 | 0 | 0 | 0
| 68 | 8.9667 | 8.9667 | 0 | 26.5 | 0 | 26.5 | 0.99475 | 0 | 8.9667 | 11 | 51.8366 | 86.39% | 0 | 0 | 0 | 0 | 0 | 0 | 0
| 69 | 8.9667 | 8.9667 | 0 | 25.3 | 0 | 25.3 | 0.99895 | 0 | 8.9667 | 10 | 42.3849 | 70.64% | 0 | 0 | 0 | 0 | 0 | 0 | 0
| 70 | 8.9667 | 8.9667 | 0 | 27 | 0 | 27 | 0.993 | 0 | 8.9667 | 9 | 32.9332 | 54.89% | 0 | 0 | 0 | 0 | 0 | 0 | 0
| 71 | 7.3 | 7.3 | 0 | 26.4 | 0 | 26.4 | 0.9951 | 0 | 7.3 | 8 | 23.4815 | 39.14% | 0 | 0 | 0 | 0 | 0 | 0 | 0
| 72 | 1.6889 | 3.228 | 0 | 25.9 | 0 | 25.9 | 0.99685 | 0 | 1.6889 | 7 | 15.7867 | 26.31% | 0 | 0 | 0 | 0 | 0 | 0 | 0
| 73 | 1.1333 | 3.228 | 0 | 25.3 | 0 | 25.3 | 0.99895 | 0 | 1.1333 | 6 | 14.0064 | 23.34% | 0 | 0 | 0 | 0 | 0 | 0 | 0
| 74 | 1.1333 | 3.228 | 0 | 25.3 | 0 | 25.3 | 0.99895 | 0 | 1.1333 | 5 | 12.8118 | 21.35% | 0 | 0 | 0 | 0 | 0.36 | 0 | 0
| 75 | 0.022222 | 3.228 | 0 | 25.4 | 0 | 25.4 | 0.9986 | 0 | 0.022222 | 4 | 12 | 20% | 0 | 0 | 0 | 0 | 0.02 | 0 | 0
| 76 | 0.022222 | 3.228 | 0 | 25.4 | 0 | 25.4 | 0.9986 | 0 | 0.022222 | 3 | 12 | 20% | 0 | 0 | 0 | 0 | 0.02 | 0 | 0
| 77 | 0.022222 | 3.228 | 0 | 25 | 0 | 25 | 1 | 0 | 0.022222 | 2 | 12 | 20% | 0 | 0 | 0 | 0 | 0.02 | 0 | 0
| 78 | 0.022222 | 3.228 | 0 | 24.6 | 0 | 24.6 | 1.0014 | 0 | 0.022222 | 1 | 12 | 20% | 0 | 0 | 0 | 0 | 0.02 | 0 | 0
| 79 | 0.022222 | 3.228 | 1 | 24.2 | 0.96593 | 24.2625 | 1.0026 | 0.019368 | 0.0028538 | 0 | 12 | 20% | 0 | 0 | 0 | 0 | 0 | 0 | 0
| 80 | 0.66667 | 3.228 | 57 | 25.8 | 55.0578 | 29.3625 | 0.98473 | 1.0843 | -0.41768 | 0 | 12 | 20% | 0 | 0 | 0 | 0 | 0 | 0 | 0
| 81 | 0.77778 | 3.228 | 227 | 27.5 | 219.2652 | 41.6875 | 0.94159 | 4.1292 | -3.3514 | 0 | 12.3962 | 20.66% | 1 | 1 | 0.8 | 0 | 0 | 0 | 0
| 82 | 1.0444 | 3.228 | 414 | 29.1 | 399.8933 | 54.975 | 0.89509 | 7.1588 | -6.1143 | 0 | 15.5757 | 25.96% | 1 | 0 | 0 | 0 | 0 | 0 | 0
| 83 | 1.0444 | 3.228 | 519 | 29.5 | 501.3155 | 61.9375 | 0.87072 | 8.7301 | -7.6857 | 0 | 21.3762 | 35.63% | 1 | 0 | 0 | 0 | 0 | 0 | 0
| 84 | 1.6 | 3.228 | 540 | 30 | 521.5999 | 63.75 | 0.86438 | 9.0172 | -7.4172 | 0 | 28.6675 | 47.78% | 1 | 0 | 0 | 0 | 0 | 0 | 0
| 85 | 1.3778 | 3.228 | 477 | 31.6 | 460.7466 | 61.4125 | 0.87256 | 8.0405 | -6.6628 | 0 | 35.704 | 59.51% | 1 | 0 | 0 | 0 | 0 | 0 | 0
| 86 | 1.1111 | 3.228 | 486 | 31.7 | 469.44 | 62.075 | 0.87024 | 8.1705 | -7.0594 | 0 | 42.0249 | 70.04% | 1 | 0 | 0 | 0 | 0 | 0 | 0
| 87 | 1.1111 | 3.228 | 434 | 31.8 | 419.2118 | 58.925 | 0.88126 | 7.3887 | -6.2776 | 0 | 48.722 | 81.2% | 1 | 0 | 0 | 0 | 0 | 0 | 0
| 88 | 1 | 3.228 | 319 | 31.9 | 308.1303 | 51.8375 | 0.90607 | 5.5837 | -4.5837 | 0 | 54.6774 | 91.13% | 1 | 0 | 0 | 0 | 0 | 0 | 0
| 89 | 0.44444 | 3.228 | 169 | 31.1 | 163.2415 | 41.6625 | 0.94168 | 3.0744 | -2.63 | 0 | 59.026 | 98.38% | 1 | 0 | 0 | 1.6 | 0 | 0 | 0
| 90 | 0.44444 | 3.228 | 27 | 30.4 | 26.08 | 32.0875 | 0.97519 | 0.50866 | -0.064217 | 0 | 60 | 100% | 1 | 0 | 0 | 0.06 | 0 | 0 | 0
| 91 | 7.7444 | 7.7444 | 0 | 29.6 | 0 | 29.6 | 0.9839 | 0 | 7.7444 | 12 | 60 | 100% | 0 | 0 | 0 | 0 | 0 | 0 | 0
| 92 | 8.9667 | 8.9667 | 0 | 29 | 0 | 29 | 0.986 | 0 | 8.9667 | 11 | 51.8366 | 86.39% | 0 | 0 | 0 | 0 | 0 | 0 | 0
| 93 | 8.9667 | 8.9667 | 0 | 28.4 | 0 | 28.4 | 0.9881 | 0 | 8.9667 | 10 | 42.3849 | 70.64% | 0 | 0 | 0 | 0 | 0 | 0 | 0
| 94 | 8.9667 | 8.9667 | 0 | 27.8 | 0 | 27.8 | 0.9902 | 0 | 8.9667 | 9 | 32.9332 | 54.89% | 0 | 0 | 0 | 0 | 0 | 0 | 0
| 95 | 7.3 | 7.3 | 0 | 27.5 | 0 | 27.5 | 0.99125 | 0 | 7.3 | 8 | 23.4815 | 39.14% | 0 | 0 | 0 | 0 | 0 | 0 | 0
| 96 | 1.6889 | 3.228 | 0 | 27.2 | 0 | 27.2 | 0.9923 | 0 | 1.6889 | 7 | 15.7867 | 26.31% | 0 | 0 | 0 | 0 | 0 | 0 | 0
| 97 | 1.1333 | 3.228 | 0 | 26.9 | 0 | 26.9 | 0.99335 | 0 | 1.1333 | 6 | 14.0064 | 23.34% | 0 | 0 | 0 | 0 | 0 | 0 | 0
| 98 | 1.1333 | 3.228 | 0 | 26.5 | 0 | 26.5 | 0.99475 | 0 | 1.1333 | 5 | 12.8118 | 21.35% | 0 | 0 | 0 | 0 | 0.36 | 0 | 0
| 99 | 0.022222 | 3.228 | 0 | 26.1 | 0 | 26.1 | 0.99615 | 0 | 0.022222 | 4 | 12 | 20% | 0 | 0 | 0 | 0 | 0.02 | 0 | 0
| 100 | 0.022222 | 3.228 | 0 | 25.7 | 0 | 25.7 | 0.99755 | 0 | 0.022222 | 3 | 12 | 20% | 0 | 0 | 0 | 0 | 0.02 | 0 | 0
| 101 | 0.022222 | 3.228 | 0 | 25.2 | 0 | 25.2 | 0.9993 | 0 | 0.022222 | 2 | 12 | 20% | 0 | 0 | 0 | 0 | 0.02 | 0 | 0
| 102 | 0.022222 | 3.228 | 0 | 24.6 | 0 | 24.6 | 1.0014 | 0 | 0.022222 | 1 | 12 | 20% | 0 | 0 | 0 | 0 | 0.02 | 0 | 0
| 103 | 0.022222 | 3.228 | 1 | 24.1 | 0.96593 | 24.1625 | 1.0029 | 0.019375 | 0.0028471 | 0 | 12 | 20% | 0 | 0 | 0 | 0 | 0 | 0 | 0
| 104 | 0.66667 | 3.228 | 56 | 25.8 | 54.0918 | 29.3 | 0.98495 | 1.0656 | -0.39889 | 0 | 12 | 20% | 0 | 0 | 0 | 0 | 0 | 0 | 0
| 105 | 0.77778 | 3.228 | 226 | 27.4 | 218.2992 | 41.525 | 0.94216 | 4.1135 | -3.3357 | 0 | 12.3784 | 20.63% | 1 | 1 | 0.8 | 0 | 0 | 0 | 0
| 106 | 1.0444 | 3.228 | 413 | 29.1 | 398.9274 | 54.9125 | 0.89531 | 7.1432 | -6.0988 | 0 | 15.5429 | 25.9% | 1 | 0 | 0 | 0 | 0 | 0 | 0
| 107 | 1.0444 | 3.228 | 564 | 30.1 | 544.7822 | 65.35 | 0.85878 | 9.3569 | -8.3125 | 0 | 21.3288 | 35.55% | 1 | 0 | 0 | 0 | 0 | 0 | 0
| 108 | 1.6 | 3.228 | 656 | 31.2 | 633.6473 | 72.2 | 0.8348 | 10.5794 | -8.9794 | 0 | 29.2147 | 48.69% | 1 | 0 | 0 | 0 | 0 | 0 | 0
| 109 | 1.3778 | 3.228 | 682 | 32.2 | 658.7614 | 74.825 | 0.82561 | 10.8776 | -9.4999 | 0 | 37.7332 | 62.89% | 1 | 0 | 0 | 0 | 0 | 0 | 0
| 110 | 1.1111 | 3.228 | 615 | 32.5 | 594.0444 | 70.9375 | 0.83922 | 9.9707 | -8.8596 | 0 | 46.7456 | 77.91% | 1 | 0 | 0 | 0 | 0 | 0 | 0
| 111 | 1.1111 | 3.228 | 488 | 32.7 | 471.3718 | 63.2 | 0.8663 | 8.167 | -7.0559 | 0 | 55.1505 | 91.92% | 1 | 0 | 0 | 1.94 | 0 | 0 | 0
| 112 | 1 | 3.228 | 321 | 33 | 310.0622 | 53.0625 | 0.90178 | 5.5922 | -4.5922 | 0 | 60 | 100% | 1 | 0 | 0 | 4.59 | 0 | 0 | 0
| 113 | 0.44444 | 3.228 | 155 | 31.9 | 149.7185 | 41.5875 | 0.94194 | 2.8205 | -2.3761 | 0 | 60 | 100% | 0 | 0 | 0 | 2.38 | 0 | 0 | 0
| 114 | 0.44444 | 3.228 | 24 | 30.9 | 23.1822 | 32.4 | 0.9741 | 0.45164 | -0.0071916 | 0 | 60 | 100% | 0 | 0 | 0 | 0.01 | 0 | 0 | 0
| 115 | 7.7444 | 7.7444 | 0 | 29.8 | 0 | 29.8 | 0.9832 | 0 | 7.7444 | 12 | 60 | 100% | 0 | 0 | 0 | 0 | 0 | 0 | 0
| 116 | 8.9667 | 8.9667 | 0 | 29.3 | 0 | 29.3 | 0.98495 | 0 | 8.9667 | 11 | 51.8366 | 86.39% | 0 | 0 | 0 | 0 | 0 | 0 | 0
| 117 | 8.9667 | 8.9667 | 0 | 28.8 | 0 | 28.8 | 0.9867 | 0 | 8.9667 | 10 | 42.3849 | 70.64% | 0 | 0 | 0 | 0 | 0 | 0 | 0
| 118 | 8.9667 | 8.9667 | 0 | 28.3 | 0 | 28.3 | 0.98845 | 0 | 8.9667 | 9 | 32.9332 | 54.89% | 0 | 0 | 0 | 0 | 0 | 0 | 0
| 119 | 7.3 | 7.3 | 0 | 27.8 | 0 | 27.8 | 0.9902 | 0 | 7.3 | 8 | 23.4815 | 39.14% | 0 | 0 | 0 | 0 | 0 | 0 | 0
| 120 | 1.6889 | 3.228 | 0 | 27.3 | 0 | 27.3 | 0.99195 | 0 | 1.6889 | 7 | 15.7867 | 26.31% | 0 | 0 | 0 | 0 | 0 | 0 | 0
| 121 | 1.1333 | 3.228 | 0 | 26.8 | 0 | 26.8 | 0.9937 | 0 | 1.1333 | 6 | 14.0064 | 23.34% | 0 | 0 | 0 | 0 | 0 | 0 | 0
| 122 | 1.1333 | 3.228 | 0 | 26.2 | 0 | 26.2 | 0.9958 | 0 | 1.1333 | 5 | 12.8118 | 21.35% | 0 | 0 | 0 | 0 | 0.36 | 0 | 0
| 123 | 0.022222 | 3.228 | 0 | 25.7 | 0 | 25.7 | 0.99755 | 0 | 0.022222 | 4 | 12 | 20% | 0 | 0 | 0 | 0 | 0.02 | 0 | 0
| 124 | 0.022222 | 3.228 | 0 | 25.1 | 0 | 25.1 | 0.99965 | 0 | 0.022222 | 3 | 12 | 20% | 0 | 0 | 0 | 0 | 0.02 | 0 | 0
| 125 | 0.022222 | 3.228 | 0 | 25.1 | 0 | 25.1 | 0.99965 | 0 | 0.022222 | 2 | 12 | 20% | 0 | 0 | 0 | 0 | 0.02 | 0 | 0
| 126 | 0.022222 | 3.228 | 0 | 25 | 0 | 25 | 1 | 0 | 0.022222 | 1 | 12 | 20% | 0 | 0 | 0 | 0 | 0.02 | 0 | 0
| 127 | 0.022222 | 3.228 | 1 | 25 | 0.96593 | 25.0625 | 0.99978 | 0.019314 | 0.0029079 | 0 | 12 | 20% | 0 | 0 | 0 | 0 | 0 | 0 | 0
| 128 | 0.66667 | 3.228 | 46 | 26.2 | 44.4326 | 29.075 | 0.98574 | 0.87598 | -0.20931 | 0 | 12 | 20% | 0 | 0 | 0 | 0 | 0 | 0 | 0
| 129 | 0.77778 | 3.228 | 208 | 27.5 | 200.9126 | 40.5 | 0.94575 | 3.8003 | -3.0225 | 0 | 12.1986 | 20.33% | 1 | 1 | 0.8 | 0 | 0 | 0 | 0
| 130 | 1.0444 | 3.228 | 413 | 28.7 | 398.9274 | 54.5125 | 0.89671 | 7.1544 | -6.11 | 0 | 15.0659 | 25.11% | 1 | 0 | 0 | 0 | 0 | 0 | 0
| 131 | 1.0444 | 3.228 | 583 | 30.1 | 563.1348 | 66.5375 | 0.85462 | 9.6253 | -8.5809 | 0 | 20.8624 | 34.77% | 1 | 0 | 0 | 0 | 0 | 0 | 0
| 132 | 1.6 | 3.228 | 698 | 31.6 | 674.2162 | 75.225 | 0.82421 | 11.1139 | -9.5139 | 0 | 29.0029 | 48.34% | 1 | 0 | 0 | 0 | 0 | 0 | 0
| 133 | 1.3778 | 3.228 | 743 | 33 | 717.6829 | 79.4375 | 0.80947 | 11.6188 | -10.2411 | 0 | 38.0286 | 63.38% | 1 | 0 | 0 | 0 | 0 | 0 | 0
| 134 | 1.1111 | 3.228 | 681 | 33.1 | 657.7955 | 75.6625 | 0.82268 | 10.8231 | -9.712 | 0 | 47.7441 | 79.57% | 1 | 0 | 0 | 0 | 0 | 0 | 0
| 135 | 1.1111 | 3.228 | 550 | 33.1 | 531.2592 | 67.475 | 0.85134 | 9.0456 | -7.9345 | 0 | 56.9578 | 94.93% | 1 | 0 | 0 | 4.73 | 0 | 0 | 0
| 136 | 1 | 3.228 | 370 | 33.2 | 357.3926 | 56.325 | 0.89036 | 6.3642 | -5.3642 | 0 | 60 | 100% | 1 | 0 | 0 | 5.36 | 0 | 0 | 0
| 137 | 0.44444 | 3.228 | 191 | 31.9 | 184.4918 | 43.8375 | 0.93407 | 3.4466 | -3.0021 | 0 | 60 | 100% | 0 | 0 | 0 | 3 | 0 | 0 | 0
| 138 | 0.44444 | 3.228 | 31 | 30.5 | 29.9437 | 32.4375 | 0.97397 | 0.58328 | -0.13884 | 0 | 60 | 100% | 0 | 0 | 0 | 0.14 | 0 | 0 | 0
| 139 | 7.7444 | 7.7444 | 0 | 29.2 | 0 | 29.2 | 0.9853 | 0 | 7.7444 | 12 | 60 | 100% | 0 | 0 | 0 | 0 | 0 | 0 | 0
| 140 | 8.9667 | 8.9667 | 0 | 28.5 | 0 | 28.5 | 0.98775 | 0 | 8.9667 | 11 | 51.8366 | 86.39% | 0 | 0 | 0 | 0 | 0 | 0 | 0
| 141 | 8.9667 | 8.9667 | 0 | 27.7 | 0 | 27.7 | 0.99055 | 0 | 8.9667 | 10 | 42.3849 | 70.64% | 0 | 0 | 0 | 0 | 0 | 0 | 0
| 142 | 8.9667 | 8.9667 | 0 | 27 | 0 | 27 | 0.993 | 0 | 8.9667 | 9 | 32.9332 | 54.89% | 0 | 0 | 0 | 0 | 0 | 0 | 0
| 143 | 7.3 | 7.3 | 0 | 26.7 | 0 | 26.7 | 0.99405 | 0 | 7.3 | 8 | 23.4815 | 39.14% | 0 | 0 | 0 | 0 | 0 | 0 | 0
| 144 | 1.6889 | 3.228 | 0 | 26.5 | 0 | 26.5 | 0.99475 | 0 | 1.6889 | 7 | 15.7867 | 26.31% | 0 | 0 | 0 | 0 | 0 | 0 | 0
| 145 | 1.1333 | 3.228 | 0 | 26.2 | 0 | 26.2 | 0.9958 | 0 | 1.1333 | 6 | 14.0064 | 23.34% | 0 | 0 | 0 | 0 | 0 | 0 | 0
| 146 | 1.1333 | 3.228 | 0 | 25.9 | 0 | 25.9 | 0.99685 | 0 | 1.1333 | 5 | 12.8118 | 21.35% | 0 | 0 | 0 | 0 | 0.36 | 0 | 0
| 147 | 0.022222 | 3.228 | 0 | 25.6 | 0 | 25.6 | 0.9979 | 0 | 0.022222 | 4 | 12 | 20% | 0 | 0 | 0 | 0 | 0.02 | 0 | 0
| 148 | 0.022222 | 3.228 | 0 | 25.3 | 0 | 25.3 | 0.99895 | 0 | 0.022222 | 3 | 12 | 20% | 0 | 0 | 0 | 0 | 0.02 | 0 | 0
| 149 | 0.022222 | 3.228 | 0 | 24.9 | 0 | 24.9 | 1.0004 | 0 | 0.022222 | 2 | 12 | 20% | 0 | 0 | 0 | 0 | 0.02 | 0 | 0
| 150 | 0.022222 | 3.228 | 0 | 24.4 | 0 | 24.4 | 1.0021 | 0 | 0.022222 | 1 | 12 | 20% | 0 | 0 | 0 | 0 | 0.02 | 0 | 0
| 151 | 0.022222 | 3.228 | 1 | 24 | 0.96593 | 24.0625 | 1.0033 | 0.019382 | 0.0028403 | 0 | 12 | 20% | 0 | 0 | 0 | 0 | 0 | 0 | 0
| 152 | 0.66667 | 3.228 | 55 | 26 | 53.1259 | 29.4375 | 0.98447 | 1.046 | -0.37935 | 0 | 12 | 20% | 0 | 0 | 0 | 0 | 0 | 0 | 0
| 153 | 0.77778 | 3.228 | 226 | 28 | 218.2992 | 42.125 | 0.94006 | 4.1043 | -3.3265 | 0 | 12.3599 | 20.6% | 1 | 1 | 0.8 | 0 | 0 | 0 | 0
| 154 | 1.0444 | 3.228 | 413 | 30 | 398.9274 | 55.8125 | 0.89216 | 7.1181 | -6.0737 | 0 | 15.5157 | 25.86% | 1 | 0 | 0 | 0 | 0 | 0 | 0
| 155 | 1.0444 | 3.228 | 544 | 30.9 | 525.4636 | 64.9 | 0.86035 | 9.0417 | -7.9972 | 0 | 21.2777 | 35.46% | 1 | 0 | 0 | 0 | 0 | 0 | 0
| 156 | 1.6 | 3.228 | 607 | 31.9 | 586.317 | 69.8375 | 0.84307 | 9.8861 | -8.2861 | 0 | 28.8645 | 48.11% | 1 | 0 | 0 | 0 | 0 | 0 | 0
| 157 | 1.3778 | 3.228 | 600 | 32.8 | 579.5555 | 70.3 | 0.84145 | 9.7533 | -8.3756 | 0 | 36.7254 | 61.21% | 1 | 0 | 0 | 0 | 0 | 0 | 0
| 158 | 1.1111 | 3.228 | 492 | 32.9 | 475.2355 | 63.65 | 0.86472 | 8.219 | -7.1078 | 0 | 44.6712 | 74.45% | 1 | 0 | 0 | 0 | 0 | 0 | 0
| 159 | 1.1111 | 3.228 | 338 | 32.9 | 326.4829 | 54.025 | 0.89841 | 5.8663 | -4.7552 | 0 | 51.4142 | 85.69% | 1 | 0 | 0 | 0 | 0 | 0 | 0
| 160 | 1 | 3.228 | 176 | 33 | 170.0029 | 44 | 0.9335 | 3.174 | -2.174 | 0 | 55.9254 | 93.21% | 1 | 0 | 0 | 0 | 0 | 0 | 0
| 161 | 0.44444 | 3.228 | 127 | 31.8 | 122.6726 | 39.7375 | 0.94842 | 2.3269 | -1.8825 | 0 | 57.9878 | 96.65% | 1 | 0 | 0 | 0 | 0 | 0 | 0
| 162 | 0.44444 | 3.228 | 25 | 30.6 | 24.1481 | 32.1625 | 0.97493 | 0.47086 | -0.026411 | 0 | 59.7737 | 99.62% | 1 | 0 | 0 | 0 | 0 | 0 | 0
| 163 | 7.7444 | 7.7444 | 0 | 29.4 | 0 | 29.4 | 0.9846 | 0 | 7.7444 | 12 | 59.7987 | 99.66% | 1 | 0 | 0 | 0 | 0 | 0 | 0
| 164 | 8.9667 | 8.9667 | 0 | 28.6 | 0 | 28.6 | 0.9874 | 0 | 8.9667 | 11 | 51.6354 | 86.06% | 0 | 0 | 0 | 0 | 0 | 0 | 0
| 165 | 8.9667 | 8.9667 | 0 | 27.8 | 0 | 27.8 | 0.9902 | 0 | 8.9667 | 10 | 42.1837 | 70.31% | 0 | 0 | 0 | 0 | 0 | 0 | 0
| 166 | 8.9667 | 8.9667 | 0 | 27 | 0 | 27 | 0.993 | 0 | 8.9667 | 9 | 32.732 | 54.55% | 0 | 0 | 0 | 0 | 0 | 0 | 0
| 167 | 7.3 | 7.3 | 0 | 27 | 0 | 27 | 0.993 | 0 | 7.3 | 8 | 23.2803 | 38.8% | 0 | 0 | 0 | 0 | 0 | 0 | 0
| 168 | 1.6889 | 3.228 | 0 | 27 | 0 | 27 | 0.993 | 0 | 1.6889 | 7 | 15.5854 | 25.98% | 0 | 0 | 0 | 0 | 0 | 0 | 0
| 169 | 1.1333 | 3.228 | 0 | 27 | 0 | 27 | 0.993 | 0 | 1.1333 | 6 | 13.8052 | 23.01% | 0 | 0 | 0 | 0 | 0 | 0 | 0
| 170 | 1.1333 | 3.228 | 0 | 26.7 | 0 | 26.7 | 0.99405 | 0 | 1.1333 | 5 | 12.6105 | 21.02% | 0 | 0 | 0 | 0 | 0.55 | 0 | 0
| 171 | 0.022222 | 3.228 | 0 | 26.3 | 0 | 26.3 | 0.99545 | 0 | 0.022222 | 4 | 12 | 20% | 0 | 0 | 0 | 0 | 0.02 | 0 | 0
| 172 | 0.022222 | 3.228 | 0 | 26 | 0 | 26 | 0.9965 | 0 | 0.022222 | 3 | 12 | 20% | 0 | 0 | 0 | 0 | 0.02 | 0 | 0
| 173 | 0.022222 | 3.228 | 0 | 25.5 | 0 | 25.5 | 0.99825 | 0 | 0.022222 | 2 | 12 | 20% | 0 | 0 | 0 | 0 | 0.02 | 0 | 0
| 174 | 0.022222 | 3.228 | 0 | 24.9 | 0 | 24.9 | 1.0004 | 0 | 0.022222 | 1 | 12 | 20% | 0 | 0 | 0 | 0 | 0.02 | 0 | 0
| 175 | 0.022222 | 3.228 | 1 | 24.4 | 0.96593 | 24.4625 | 1.0019 | 0.019355 | 0.0028674 | 0 | 12 | 20% | 0 | 0 | 0 | 0 | 0 | 0 | 0
| 176 | 0.66667 | 3.228 | 62 | 26 | 59.8874 | 29.875 | 0.98294 | 1.1773 | -0.51064 | 0 | 12 | 20% | 0 | 0 | 0 | 0 | 0 | 0 | 0
| 177 | 0.77778 | 3.228 | 249 | 27.7 | 240.5155 | 43.2625 | 0.93608 | 4.5028 | -3.7251 | 0 | 12.4844 | 20.81% | 1 | 1 | 0.8 | 0 | 0 | 0 | 0
| 178 | 1.0444 | 3.228 | 448 | 29.3 | 432.7348 | 57.3 | 0.88695 | 7.6763 | -6.6318 | 0 | 16.0183 | 26.7% | 1 | 0 | 0 | 0 | 0 | 0 | 0
| 179 | 1.0444 | 3.228 | 600 | 30.2 | 579.5555 | 67.7 | 0.85055 | 9.8588 | -8.8144 | 0 | 22.3099 | 37.18% | 1 | 0 | 0 | 0 | 0 | 0 | 0
| 180 | 1.6 | 3.228 | 681 | 31.1 | 657.7955 | 73.6625 | 0.82968 | 10.9152 | -9.3152 | 0 | 30.6719 | 51.12% | 1 | 0 | 0 | 0 | 0 | 0 | 0
| 181 | 1.3778 | 3.228 | 687 | 32 | 663.591 | 74.9375 | 0.82522 | 10.9522 | -9.5744 | 0 | 39.5091 | 65.85% | 1 | 0 | 0 | 0 | 0 | 0 | 0
| 182 | 1.1111 | 3.228 | 685 | 32.7 | 661.6592 | 75.5125 | 0.82321 | 10.8936 | -9.7825 | 0 | 48.5921 | 80.99% | 1 | 0 | 0 | 0 | 0 | 0 | 0
| 183 | 1.1111 | 3.228 | 595 | 33.3 | 574.7259 | 70.4875 | 0.84079 | 9.6645 | -8.5534 | 0 | 57.8727 | 96.45% | 1 | 0 | 0 | 6.31 | 0 | 0 | 0
| 184 | 1 | 3.228 | 428 | 34 | 413.4163 | 60.75 | 0.87487 | 7.2338 | -6.2338 | 0 | 60 | 100% | 1 | 0 | 0 | 6.23 | 0 | 0 | 0
| 185 | 0.44444 | 3.228 | 214 | 32.8 | 206.7081 | 46.175 | 0.92589 | 3.8278 | -3.3833 | 0 | 60 | 100% | 0 | 0 | 0 | 3.38 | 0 | 0 | 0
| 186 | 0.44444 | 3.228 | 35 | 31.5 | 33.8074 | 33.6875 | 0.96959 | 0.65559 | -0.21114 | 0 | 60 | 100% | 0 | 0 | 0 | 0.21 | 0 | 0 | 0
| 187 | 7.7444 | 7.7444 | 0 | 30.3 | 0 | 30.3 | 0.98145 | 0 | 7.7444 | 12 | 60 | 100% | 0 | 0 | 0 | 0 | 0 | 0 | 0
| 188 | 8.9667 | 8.9667 | 0 | 29.2 | 0 | 29.2 | 0.9853 | 0 | 8.9667 | 11 | 51.8366 | 86.39% | 0 | 0 | 0 | 0 | 0 | 0 | 0
| 189 | 8.9667 | 8.9667 | 0 | 28.1 | 0 | 28.1 | 0.98915 | 0 | 8.9667 | 10 | 42.3849 | 70.64% | 0 | 0 | 0 | 0 | 0 | 0 | 0
| 190 | 8.9667 | 8.9667 | 0 | 27 | 0 | 27 | 0.993 | 0 | 8.9667 | 9 | 32.9332 | 54.89% | 0 | 0 | 0 | 0 | 0 | 0 | 0
| 191 | 7.3 | 7.3 | 0 | 27.1 | 0 | 27.1 | 0.99265 | 0 | 7.3 | 8 | 23.4815 | 39.14% | 0 | 0 | 0 | 0 | 0 | 0 | 0
| 192 | 1.6889 | 3.228 | 0 | 27.2 | 0 | 27.2 | 0.9923 | 0 | 1.6889 | 7 | 15.7867 | 26.31% | 0 | 0 | 0 | 0 | 0 | 0 | 0
| 193 | 1.1333 | 3.228 | 0 | 27.3 | 0 | 27.3 | 0.99195 | 0 | 1.1333 | 6 | 14.0064 | 23.34% | 0 | 0 | 0 | 0 | 0 | 0 | 0
| 194 | 1.1333 | 3.228 | 0 | 26.5 | 0 | 26.5 | 0.99475 | 0 | 1.1333 | 5 | 12.8118 | 21.35% | 0 | 0 | 0 | 0 | 0.36 | 0 | 0
| 195 | 0.022222 | 3.228 | 0 | 25.7 | 0 | 25.7 | 0.99755 | 0 | 0.022222 | 4 | 12 | 20% | 0 | 0 | 0 | 0 | 0.02 | 0 | 0
| 196 | 0.022222 | 3.228 | 0 | 24.9 | 0 | 24.9 | 1.0004 | 0 | 0.022222 | 3 | 12 | 20% | 0 | 0 | 0 | 0 | 0.02 | 0 | 0
| 197 | 0.022222 | 3.228 | 0 | 24.8 | 0 | 24.8 | 1.0007 | 0 | 0.022222 | 2 | 12 | 20% | 0 | 0 | 0 | 0 | 0.02 | 0 | 0
| 198 | 0.022222 | 3.228 | 0 | 24.7 | 0 | 24.7 | 1.001 | 0 | 0.022222 | 1 | 12 | 20% | 0 | 0 | 0 | 0 | 0.02 | 0 | 0
| 199 | 0.022222 | 3.228 | 1 | 24.6 | 0.96593 | 24.6625 | 1.0012 | 0.019341 | 0.0028809 | 0 | 12 | 20% | 0 | 0 | 0 | 0 | 0 | 0 | 0
| 200 | 0.66667 | 3.228 | 54 | 26.3 | 52.16 | 29.675 | 0.98364 | 1.0261 | -0.35946 | 0 | 12 | 20% | 0 | 0 | 0 | 0 | 0 | 0 | 0
| 201 | 0.77778 | 3.228 | 224 | 27.9 | 216.3674 | 41.9 | 0.94085 | 4.0714 | -3.2936 | 0 | 12.341 | 20.57% | 1 | 1 | 0.8 | 0 | 0 | 0 | 0
| 202 | 1.0444 | 3.228 | 412 | 29.6 | 397.9614 | 55.35 | 0.89377 | 7.1138 | -6.0693 | 0 | 15.4656 | 25.78% | 1 | 0 | 0 | 0 | 0 | 0 | 0
| 203 | 1.0444 | 3.228 | 544 | 30 | 525.4636 | 64 | 0.8635 | 9.0748 | -8.0303 | 0 | 21.2235 | 35.37% | 1 | 0 | 0 | 0 | 0 | 0 | 0
| 204 | 1.6 | 3.228 | 608 | 31.5 | 587.2829 | 69.5 | 0.84425 | 9.9163 | -8.3163 | 0 | 28.8417 | 48.07% | 1 | 0 | 0 | 0 | 0 | 0 | 0
| 205 | 1.3778 | 3.228 | 601 | 33.1 | 580.5214 | 70.6625 | 0.84018 | 9.7549 | -8.3771 | 0 | 36.7312 | 61.22% | 1 | 0 | 0 | 0 | 0 | 0 | 0
| 206 | 1.1111 | 3.228 | 595 | 33.7 | 574.7259 | 70.8875 | 0.83939 | 9.6484 | -8.5373 | 0 | 44.6784 | 74.46% | 1 | 0 | 0 | 0 | 0 | 0 | 0
| 207 | 1.1111 | 3.228 | 519 | 34.2 | 501.3155 | 66.6375 | 0.85427 | 8.5652 | -7.4541 | 0 | 52.7776 | 87.96% | 1 | 0 | 0 | 0 | 0 | 0 | 0
| 208 | 1 | 3.228 | 377 | 34.8 | 364.154 | 58.3625 | 0.88323 | 6.4326 | -5.4326 | 0 | 59.8491 | 99.75% | 1 | 0 | 0 | 5.27 | 0 | 0 | 0
| 209 | 0.44444 | 3.228 | 192 | 33.5 | 185.4578 | 45.5 | 0.92825 | 3.443 | -2.9986 | 0 | 60 | 100% | 1 | 0 | 0 | 3 | 0 | 0 | 0
| 210 | 0.44444 | 3.228 | 33 | 32.1 | 31.8756 | 34.1625 | 0.96793 | 0.61707 | -0.17262 | 0 | 60 | 100% | 0 | 0 | 0 | 0.17 | 0 | 0 | 0
| 211 | 7.7444 | 7.7444 | 0 | 30.8 | 0 | 30.8 | 0.9797 | 0 | 7.7444 | 12 | 60 | 100% | 0 | 0 | 0 | 0 | 0 | 0 | 0
| 212 | 8.9667 | 8.9667 | 0 | 29.8 | 0 | 29.8 | 0.9832 | 0 | 8.9667 | 11 | 51.8366 | 86.39% | 0 | 0 | 0 | 0 | 0 | 0 | 0
| 213 | 8.9667 | 8.9667 | 0 | 28.9 | 0 | 28.9 | 0.98635 | 0 | 8.9667 | 10 | 42.3849 | 70.64% | 0 | 0 | 0 | 0 | 0 | 0 | 0
| 214 | 8.9667 | 8.9667 | 0 | 27.9 | 0 | 27.9 | 0.98985 | 0 | 8.9667 | 9 | 32.9332 | 54.89% | 0 | 0 | 0 | 0 | 0 | 0 | 0
| 215 | 7.3 | 7.3 | 0 | 27.6 | 0 | 27.6 | 0.9909 | 0 | 7.3 | 8 | 23.4815 | 39.14% | 0 | 0 | 0 | 0 | 0 | 0 | 0
| 216 | 1.6889 | 3.228 | 0 | 27.4 | 0 | 27.4 | 0.9916 | 0 | 1.6889 | 7 | 15.7867 | 26.31% | 0 | 0 | 0 | 0 | 0 | 0 | 0
| 217 | 1.1333 | 3.228 | 0 | 27.1 | 0 | 27.1 | 0.99265 | 0 | 1.1333 | 6 | 14.0064 | 23.34% | 0 | 0 | 0 | 0 | 0 | 0 | 0
| 218 | 1.1333 | 3.228 | 0 | 26.8 | 0 | 26.8 | 0.9937 | 0 | 1.1333 | 5 | 12.8118 | 21.35% | 0 | 0 | 0 | 0 | 0.36 | 0 | 0
| 219 | 0.022222 | 3.228 | 0 | 26.4 | 0 | 26.4 | 0.9951 | 0 | 0.022222 | 4 | 12 | 20% | 0 | 0 | 0 | 0 | 0.02 | 0 | 0
| 220 | 0.022222 | 3.228 | 0 | 26.1 | 0 | 26.1 | 0.99615 | 0 | 0.022222 | 3 | 12 | 20% | 0 | 0 | 0 | 0 | 0.02 | 0 | 0
| 221 | 0.022222 | 3.228 | 0 | 26.1 | 0 | 26.1 | 0.99615 | 0 | 0.022222 | 2 | 12 | 20% | 0 | 0 | 0 | 0 | 0.02 | 0 | 0
| 222 | 0.022222 | 3.228 | 0 | 26 | 0 | 26 | 0.9965 | 0 | 0.022222 | 1 | 12 | 20% | 0 | 0 | 0 | 0 | 0.02 | 0 | 0
| 223 | 0.022222 | 3.228 | 1 | 26 | 0.96593 | 26.0625 | 0.99628 | 0.019247 | 0.0029755 | 0 | 12 | 20% | 0 | 0 | 0 | 0 | 0 | 0 | 0
| 224 | 0.66667 | 3.228 | 39 | 27.3 | 37.6711 | 29.7375 | 0.98342 | 0.74093 | -0.074263 | 0 | 12 | 20% | 0 | 0 | 0 | 0 | 0 | 0 | 0
| 225 | 0.77778 | 3.228 | 171 | 28.5 | 165.1733 | 39.1875 | 0.95034 | 3.1394 | -2.3617 | 0 | 12.0705 | 20.12% | 1 | 1 | 0.8 | 0 | 0 | 0 | 0
| 226 | 1.0444 | 3.228 | 328 | 29.8 | 316.8237 | 50.3 | 0.91145 | 5.7754 | -4.7309 | 0 | 14.3109 | 23.85% | 1 | 0 | 0 | 0 | 0 | 0 | 0
| 227 | 1.0444 | 3.228 | 466 | 31.1 | 450.1214 | 60.225 | 0.87671 | 7.8925 | -6.8481 | 0 | 18.7991 | 31.33% | 1 | 0 | 0 | 0 | 0 | 0 | 0
| 228 | 1.6 | 3.228 | 562 | 32.3 | 542.8503 | 67.425 | 0.85151 | 9.2449 | -7.6449 | 0 | 25.2957 | 42.16% | 1 | 0 | 0 | 0 | 0 | 0 | 0
| 229 | 1.3778 | 3.228 | 603 | 33.6 | 582.4533 | 71.2875 | 0.83799 | 9.7618 | -8.3841 | 0 | 32.5483 | 54.25% | 1 | 0 | 0 | 0 | 0 | 0 | 0
| 230 | 1.1111 | 3.228 | 598 | 34 | 577.6236 | 71.375 | 0.83769 | 9.6774 | -8.5663 | 0 | 40.5021 | 67.5% | 1 | 0 | 0 | 0 | 0 | 0 | 0
| 231 | 1.1111 | 3.228 | 522 | 34.3 | 504.2133 | 66.925 | 0.85326 | 8.6045 | -7.4934 | 0 | 48.6288 | 81.05% | 1 | 0 | 0 | 0 | 0 | 0 | 0
| 232 | 1 | 3.228 | 380 | 34.7 | 367.0518 | 58.45 | 0.88292 | 6.4816 | -5.4816 | 0 | 55.7377 | 92.9% | 1 | 0 | 0 | 0.99 | 0 | 0 | 0
| 233 | 0.44444 | 3.228 | 182 | 33.7 | 175.7985 | 45.075 | 0.92974 | 3.2689 | -2.8245 | 0 | 60 | 100% | 1 | 0 | 0 | 2.82 | 0 | 0 | 0
| 234 | 0.44444 | 3.228 | 29 | 32.7 | 28.0118 | 34.5125 | 0.96671 | 0.54158 | -0.09714 | 0 | 60 | 100% | 0 | 0 | 0 | 0.1 | 0 | 0 | 0
| 235 | 7.7444 | 7.7444 | 0 | 31.7 | 0 | 31.7 | 0.97655 | 0 | 7.7444 | 12 | 60 | 100% | 0 | 0 | 0 | 0 | 0 | 0 | 0
| 236 | 8.9667 | 8.9667 | 0 | 30.7 | 0 | 30.7 | 0.98005 | 0 | 8.9667 | 11 | 51.8366 | 86.39% | 0 | 0 | 0 | 0 | 0 | 0 | 0
| 237 | 8.9667 | 8.9667 | 0 | 29.8 | 0 | 29.8 | 0.9832 | 0 | 8.9667 | 10 | 42.3849 | 70.64% | 0 | 0 | 0 | 0 | 0 | 0 | 0
| 238 | 8.9667 | 8.9667 | 0 | 28.8 | 0 | 28.8 | 0.9867 | 0 | 8.9667 | 9 | 32.9332 | 54.89% | 0 | 0 | 0 | 0 | 0 | 0 | 0
| 239 | 7.3 | 7.3 | 0 | 28.5 | 0 | 28.5 | 0.98775 | 0 | 7.3 | 8 | 23.4815 | 39.14% | 0 | 0 | 0 | 0 | 0 | 0 | 0
| 240 | 1.6889 | 3.228 | 0 | 28.1 | 0 | 28.1 | 0.98915 | 0 | 1.6889 | 7 | 15.7867 | 26.31% | 0 | 0 | 0 | 0 | 0 | 0 | 0
| 241 | 1.1333 | 3.228 | 0 | 27.8 | 0 | 27.8 | 0.9902 | 0 | 1.1333 | 6 | 14.0064 | 23.34% | 0 | 0 | 0 | 0 | 0 | 0 | 0
| 242 | 1.1333 | 3.228 | 0 | 26.4 | 0 | 26.4 | 0.9951 | 0 | 1.1333 | 5 | 12.8118 | 21.35% | 0 | 0 | 0 | 0 | 0.36 | 0 | 0
| 243 | 0.022222 | 3.228 | 0 | 25 | 0 | 25 | 1 | 0 | 0.022222 | 4 | 12 | 20% | 0 | 0 | 0 | 0 | 0.02 | 0 | 0
| 244 | 0.022222 | 3.228 | 0 | 25 | 0 | 25 | 1 | 0 | 0.022222 | 3 | 12 | 20% | 0 | 0 | 0 | 0 | 0.02 | 0 | 0
| 245 | 0.022222 | 3.228 | 0 | 25 | 0 | 25 | 1 | 0 | 0.022222 | 2 | 12 | 20% | 0 | 0 | 0 | 0 | 0.02 | 0 | 0
| 246 | 0.022222 | 3.228 | 0 | 25 | 0 | 25 | 1 | 0 | 0.022222 | 1 | 12 | 20% | 0 | 0 | 0 | 0 | 0.02 | 0 | 0
| 247 | 0.022222 | 3.228 | 1 | 24 | 0.96593 | 24.0625 | 1.0033 | 0.019382 | 0.0028403 | 0 | 12 | 20% | 0 | 0 | 0 | 0 | 0 | 0 | 0
| 248 | 0.66667 | 3.228 | 62 | 25.7 | 59.8874 | 29.575 | 0.98399 | 1.1786 | -0.5119 | 0 | 12 | 20% | 0 | 0 | 0 | 0 | 0 | 0 | 0
| 249 | 0.77778 | 3.228 | 261 | 27.4 | 252.1066 | 43.7125 | 0.93451 | 4.7119 | -3.9341 | 0 | 12.4856 | 20.81% | 1 | 1 | 0.8 | 0 | 0 | 0 | 0
| 250 | 1.0444 | 3.228 | 485 | 29.1 | 468.474 | 59.4125 | 0.87956 | 8.241 | -7.1965 | 0 | 16.2179 | 27.03% | 1 | 0 | 0 | 0 | 0 | 0 | 0
| 251 | 1.0444 | 3.228 | 661 | 30.4 | 638.477 | 71.7125 | 0.83651 | 10.6818 | -9.6374 | 0 | 23.0451 | 38.41% | 1 | 0 | 0 | 0 | 0 | 0 | 0
| 252 | 1.6 | 3.228 | 767 | 31.7 | 740.8651 | 79.6375 | 0.80877 | 11.9838 | -10.3838 | 0 | 32.1879 | 53.65% | 1 | 0 | 0 | 0 | 0 | 0 | 0
| 253 | 1.3778 | 3.228 | 792 | 33 | 765.0133 | 82.5 | 0.79875 | 12.2211 | -10.8433 | 0 | 42.0388 | 70.06% | 1 | 0 | 0 | 0.08 | 0 | 0 | 0
| 254 | 1.1111 | 3.228 | 735 | 33.3 | 709.9555 | 79.2375 | 0.81017 | 11.5037 | -10.3926 | 0 | 52.2467 | 87.08% | 1 | 0 | 0 | 2.22 | 0 | 0 | 0
| 255 | 1.1111 | 3.228 | 605 | 33.6 | 584.3851 | 71.4125 | 0.83756 | 9.7891 | -8.678 | 0 | 60 | 100% | 1 | 0 | 0 | 8.68 | 0 | 0 | 0
| 256 | 1 | 3.228 | 417 | 33.9 | 402.7911 | 59.9625 | 0.87763 | 7.07 | -6.07 | 0 | 60 | 100% | 0 | 0 | 0 | 6.07 | 0 | 0 | 0
| 257 | 0.44444 | 3.228 | 197 | 33.1 | 190.2874 | 45.4125 | 0.92856 | 3.5339 | -3.0894 | 0 | 60 | 100% | 0 | 0 | 0 | 3.09 | 0 | 0 | 0
| 258 | 0.44444 | 3.228 | 32 | 32.2 | 30.9096 | 34.2 | 0.9678 | 0.59829 | -0.15384 | 0 | 60 | 100% | 0 | 0 | 0 | 0.15 | 0 | 0 | 0
| 259 | 7.7444 | 7.7444 | 0 | 31.4 | 0 | 31.4 | 0.9776 | 0 | 7.7444 | 12 | 60 | 100% | 0 | 0 | 0 | 0 | 0 | 0 | 0
| 260 | 8.9667 | 8.9667 | 0 | 30.4 | 0 | 30.4 | 0.9811 | 0 | 8.9667 | 11 | 51.8366 | 86.39% | 0 | 0 | 0 | 0 | 0 | 0 | 0
| 261 | 8.9667 | 8.9667 | 0 | 29.3 | 0 | 29.3 | 0.98495 | 0 | 8.9667 | 10 | 42.3849 | 70.64% | 0 | 0 | 0 | 0 | 0 | 0 | 0
| 262 | 8.9667 | 8.9667 | 0 | 28.3 | 0 | 28.3 | 0.98845 | 0 | 8.9667 | 9 | 32.9332 | 54.89% | 0 | 0 | 0 | 0 | 0 | 0 | 0
| 263 | 7.3 | 7.3 | 0 | 27.5 | 0 | 27.5 | 0.99125 | 0 | 7.3 | 8 | 23.4815 | 39.14% | 0 | 0 | 0 | 0 | 0 | 0 | 0
| 264 | 1.6889 | 3.228 | 0 | 26.6 | 0 | 26.6 | 0.9944 | 0 | 1.6889 | 7 | 15.7867 | 26.31% | 0 | 0 | 0 | 0 | 0 | 0 | 0
| 265 | 1.1333 | 3.228 | 0 | 25.8 | 0 | 25.8 | 0.9972 | 0 | 1.1333 | 6 | 14.0064 | 23.34% | 0 | 0 | 0 | 0 | 0 | 0 | 0
| 266 | 1.1333 | 3.228 | 0 | 25.1 | 0 | 25.1 | 0.99965 | 0 | 1.1333 | 5 | 12.8118 | 21.35% | 0 | 0 | 0 | 0 | 0.36 | 0 | 0
| 267 | 0.022222 | 3.228 | 0 | 24.5 | 0 | 24.5 | 1.0017 | 0 | 0.022222 | 4 | 12 | 20% | 0 | 0 | 0 | 0 | 0.02 | 0 | 0
| 268 | 0.022222 | 3.228 | 0 | 23.8 | 0 | 23.8 | 1.0042 | 0 | 0.022222 | 3 | 12 | 20% | 0 | 0 | 0 | 0 | 0.02 | 0 | 0
| 269 | 0.022222 | 3.228 | 0 | 23.5 | 0 | 23.5 | 1.0052 | 0 | 0.022222 | 2 | 12 | 20% | 0 | 0 | 0 | 0 | 0.02 | 0 | 0
| 270 | 0.022222 | 3.228 | 0 | 23.1 | 0 | 23.1 | 1.0067 | 0 | 0.022222 | 1 | 12 | 20% | 0 | 0 | 0 | 0 | 0.02 | 0 | 0
| 271 | 0.022222 | 3.228 | 1 | 22.8 | 0.96593 | 22.8625 | 1.0075 | 0.019463 | 0.0027592 | 0 | 12 | 20% | 0 | 0 | 0 | 0 | 0 | 0 | 0
| 272 | 0.66667 | 3.228 | 61 | 24.4 | 58.9215 | 28.2125 | 0.98876 | 1.1652 | -0.49851 | 0 | 12 | 20% | 0 | 0 | 0 | 0 | 0 | 0 | 0
| 273 | 0.77778 | 3.228 | 257 | 25.9 | 248.2429 | 41.9625 | 0.94063 | 4.6701 | -3.8923 | 0 | 12.4729 | 20.79% | 1 | 1 | 0.8 | 0 | 0 | 0 | 0
| 274 | 1.0444 | 3.228 | 474 | 27.5 | 457.8488 | 57.125 | 0.88756 | 8.1274 | -7.0829 | 0 | 16.1655 | 26.94% | 1 | 0 | 0 | 0 | 0 | 0 | 0
| 275 | 1.0444 | 3.228 | 651 | 29.1 | 628.8177 | 69.7875 | 0.84324 | 10.6049 | -9.5605 | 0 | 22.885 | 38.14% | 1 | 0 | 0 | 0 | 0 | 0 | 0
| 276 | 1.6 | 3.228 | 761 | 30.8 | 735.0696 | 78.3625 | 0.81323 | 11.9556 | -10.3556 | 0 | 31.9549 | 53.26% | 1 | 0 | 0 | 0 | 0 | 0 | 0
| 277 | 1.3778 | 3.228 | 794 | 32.4 | 766.9451 | 82.025 | 0.80041 | 12.2774 | -10.8997 | 0 | 41.7791 | 69.63% | 1 | 0 | 0 | 0.14 | 0 | 0 | 0
| 278 | 1.1111 | 3.228 | 726 | 32.6 | 701.2621 | 77.975 | 0.81459 | 11.4248 | -10.3137 | 0 | 51.9869 | 86.64% | 1 | 0 | 0 | 1.87 | 0 | 0 | 0
| 279 | 1.1111 | 3.228 | 583 | 32.9 | 563.1348 | 69.3375 | 0.84482 | 9.5149 | -8.4038 | 0 | 60 | 100% | 1 | 0 | 0 | 8.4 | 0 | 0 | 0
| 280 | 1 | 3.228 | 386 | 33.1 | 372.8474 | 57.225 | 0.88721 | 6.6159 | -5.6159 | 0 | 60 | 100% | 0 | 0 | 0 | 5.62 | 0 | 0 | 0
| 281 | 0.44444 | 3.228 | 197 | 32.2 | 190.2874 | 44.5125 | 0.93171 | 3.5458 | -3.1014 | 0 | 60 | 100% | 0 | 0 | 0 | 3.1 | 0 | 0 | 0
| 282 | 0.44444 | 3.228 | 35 | 31.3 | 33.8074 | 33.4875 | 0.97029 | 0.65606 | -0.21162 | 0 | 60 | 100% | 0 | 0 | 0 | 0.21 | 0 | 0 | 0
| 283 | 7.7444 | 7.7444 | 0 | 30.4 | 0 | 30.4 | 0.9811 | 0 | 7.7444 | 12 | 60 | 100% | 0 | 0 | 0 | 0 | 0 | 0 | 0
| 284 | 8.9667 | 8.9667 | 0 | 29.4 | 0 | 29.4 | 0.9846 | 0 | 8.9667 | 11 | 51.8366 | 86.39% | 0 | 0 | 0 | 0 | 0 | 0 | 0
| 285 | 8.9667 | 8.9667 | 0 | 28.5 | 0 | 28.5 | 0.98775 | 0 | 8.9667 | 10 | 42.3849 | 70.64% | 0 | 0 | 0 | 0 | 0 | 0 | 0
| 286 | 8.9667 | 8.9667 | 0 | 27.6 | 0 | 27.6 | 0.9909 | 0 | 8.9667 | 9 | 32.9332 | 54.89% | 0 | 0 | 0 | 0 | 0 | 0 | 0
| 287 | 7.3 | 7.3 | 0 | 26.6 | 0 | 26.6 | 0.9944 | 0 | 7.3 | 8 | 23.4815 | 39.14% | 0 | 0 | 0 | 0 | 0 | 0 | 0
| 288 | 1.6889 | 3.228 | 0 | 25.7 | 0 | 25.7 | 0.99755 | 0 | 1.6889 | 7 | 15.7867 | 26.31% | 0 | 0 | 0 | 0 | 0 | 0 | 0
| 289 | 1.1333 | 3.228 | 0 | 24.7 | 0 | 24.7 | 1.001 | 0 | 1.1333 | 6 | 14.0064 | 23.34% | 0 | 0 | 0 | 0 | 0 | 0 | 0
| 290 | 1.1333 | 3.228 | 0 | 23 | 0 | 23 | 1.007 | 0 | 1.1333 | 5 | 12.8118 | 21.35% | 0 | 0 | 0 | 0 | 0.36 | 0 | 0
| 291 | 0.022222 | 3.228 | 0 | 22.7 | 0 | 22.7 | 1.0081 | 0 | 0.022222 | 4 | 12 | 20% | 0 | 0 | 0 | 0 | 0.02 | 0 | 0
| 292 | 0.022222 | 3.228 | 0 | 22.4 | 0 | 22.4 | 1.0091 | 0 | 0.022222 | 3 | 12 | 20% | 0 | 0 | 0 | 0 | 0.02 | 0 | 0
| 293 | 0.022222 | 3.228 | 0 | 22.2 | 0 | 22.2 | 1.0098 | 0 | 0.022222 | 2 | 12 | 20% | 0 | 0 | 0 | 0 | 0.02 | 0 | 0
| 294 | 0.022222 | 3.228 | 0 | 22 | 0 | 22 | 1.0105 | 0 | 0.022222 | 1 | 12 | 20% | 0 | 0 | 0 | 0 | 0.02 | 0 | 0
| 295 | 0.022222 | 3.228 | 1 | 21.8 | 0.96593 | 21.8625 | 1.011 | 0.019531 | 0.0026916 | 0 | 12 | 20% | 0 | 0 | 0 | 0 | 0 | 0 | 0
| 296 | 0.66667 | 3.228 | 58 | 23.5 | 56.0237 | 27.125 | 0.99256 | 1.1121 | -0.44547 | 0 | 12 | 20% | 0 | 0 | 0 | 0 | 0 | 0 | 0
| 297 | 0.77778 | 3.228 | 245 | 25.1 | 236.6518 | 40.4125 | 0.94606 | 4.4777 | -3.6999 | 0 | 12.4226 | 20.7% | 1 | 1 | 0.8 | 0 | 0 | 0 | 0
| 298 | 1.0444 | 3.228 | 453 | 26.8 | 437.5644 | 55.1125 | 0.89461 | 7.829 | -6.7845 | 0 | 15.9327 | 26.55% | 1 | 0 | 0 | 0 | 0 | 0 | 0
| 299 | 1.0444 | 3.228 | 644 | 28.5 | 622.0562 | 68.75 | 0.84688 | 10.5361 | -9.4916 | 0 | 22.369 | 37.28% | 1 | 0 | 0 | 0 | 0 | 0 | 0
| 300 | 1.6 | 3.228 | 772 | 30.3 | 745.6947 | 78.55 | 0.81258 | 12.1187 | -10.5187 | 0 | 31.3736 | 52.29% | 1 | 0 | 0 | 0 | 0 | 0 | 0
| 301 | 1.3778 | 3.228 | 818 | 32 | 790.1273 | 83.125 | 0.79656 | 12.5877 | -11.2099 | 0 | 41.3525 | 68.92% | 1 | 0 | 0 | 0.45 | 0 | 0 | 0
| 302 | 1.1111 | 3.228 | 770 | 32.2 | 743.7629 | 80.325 | 0.80636 | 11.9949 | -10.8837 | 0 | 51.5603 | 85.93% | 1 | 0 | 0 | 1.99 | 0 | 0 | 0
| 303 | 1.1111 | 3.228 | 645 | 32.3 | 623.0222 | 72.6125 | 0.83336 | 10.384 | -9.2729 | 0 | 60 | 100% | 1 | 0 | 0 | 9.27 | 0 | 0 | 0
| 304 | 1 | 3.228 | 455 | 32.5 | 439.4963 | 60.9375 | 0.87422 | 7.6843 | -6.6843 | 0 | 60 | 100% | 0 | 0 | 0 | 6.68 | 0 | 0 | 0
| 305 | 0.44444 | 3.228 | 229 | 31.6 | 221.197 | 45.9125 | 0.92681 | 4.1001 | -3.6557 | 0 | 60 | 100% | 0 | 0 | 0 | 3.66 | 0 | 0 | 0
| 306 | 0.44444 | 3.228 | 41 | 30.7 | 39.603 | 33.2625 | 0.97108 | 0.76915 | -0.32471 | 0 | 60 | 100% | 0 | 0 | 0 | 0.32 | 0 | 0 | 0
| 307 | 7.7444 | 7.7444 | 0 | 29.8 | 0 | 29.8 | 0.9832 | 0 | 7.7444 | 12 | 60 | 100% | 0 | 0 | 0 | 0 | 0 | 0 | 0
| 308 | 8.9667 | 8.9667 | 0 | 28.8 | 0 | 28.8 | 0.9867 | 0 | 8.9667 | 11 | 51.8366 | 86.39% | 0 | 0 | 0 | 0 | 0 | 0 | 0
| 309 | 8.9667 | 8.9667 | 0 | 27.9 | 0 | 27.9 | 0.98985 | 0 | 8.9667 | 10 | 42.3849 | 70.64% | 0 | 0 | 0 | 0 | 0 | 0 | 0
| 310 | 8.9667 | 8.9667 | 0 | 26.9 | 0 | 26.9 | 0.99335 | 0 | 8.9667 | 9 | 32.9332 | 54.89% | 0 | 0 | 0 | 0 | 0 | 0 | 0
| 311 | 7.3 | 7.3 | 0 | 25.9 | 0 | 25.9 | 0.99685 | 0 | 7.3 | 8 | 23.4815 | 39.14% | 0 | 0 | 0 | 0 | 0 | 0 | 0
| 312 | 1.6889 | 3.228 | 0 | 25 | 0 | 25 | 1 | 0 | 1.6889 | 7 | 15.7867 | 26.31% | 0 | 0 | 0 | 0 | 0 | 0 | 0
| 313 | 1.1333 | 3.228 | 0 | 24 | 0 | 24 | 1.0035 | 0 | 1.1333 | 6 | 14.0064 | 23.34% | 0 | 0 | 0 | 0 | 0 | 0 | 0
| 314 | 1.1333 | 3.228 | 0 | 23 | 0 | 23 | 1.007 | 0 | 1.1333 | 5 | 12.8118 | 21.35% | 0 | 0 | 0 | 0 | 0.36 | 0 | 0
| 315 | 0.022222 | 3.228 | 0 | 22 | 0 | 22 | 1.0105 | 0 | 0.022222 | 4 | 12 | 20% | 0 | 0 | 0 | 0 | 0.02 | 0 | 0
| 316 | 0.022222 | 3.228 | 0 | 21 | 0 | 21 | 1.014 | 0 | 0.022222 | 3 | 12 | 20% | 0 | 0 | 0 | 0 | 0.02 | 0 | 0
| 317 | 0.022222 | 3.228 | 0 | 20.9 | 0 | 20.9 | 1.0144 | 0 | 0.022222 | 2 | 12 | 20% | 0 | 0 | 0 | 0 | 0.02 | 0 | 0
| 318 | 0.022222 | 3.228 | 0 | 20.7 | 0 | 20.7 | 1.0151 | 0 | 0.022222 | 1 | 12 | 20% | 0 | 0 | 0 | 0 | 0.02 | 0 | 0
| 319 | 0.022222 | 3.228 | 1 | 20.6 | 0.96593 | 20.6625 | 1.0152 | 0.019612 | 0.0026104 | 0 | 12 | 20% | 0 | 0 | 0 | 0 | 0 | 0 | 0
| 320 | 0.66667 | 3.228 | 61 | 22.7 | 58.9215 | 26.5125 | 0.99471 | 1.1722 | -0.50552 | 0 | 12 | 20% | 0 | 0 | 0 | 0 | 0 | 0 | 0
| 321 | 0.77778 | 3.228 | 262 | 24.9 | 253.0726 | 41.275 | 0.94304 | 4.7731 | -3.9954 | 0 | 12.4796 | 20.8% | 1 | 1 | 0.8 | 0 | 0 | 0 | 0
| 322 | 1.0444 | 3.228 | 488 | 27 | 471.3718 | 57.5 | 0.88625 | 8.3551 | -7.3106 | 0 | 16.2699 | 27.12% | 1 | 0 | 0 | 0 | 0 | 0 | 0
| 323 | 1.0444 | 3.228 | 666 | 28.3 | 643.3066 | 69.925 | 0.84276 | 10.8431 | -9.7986 | 0 | 23.2054 | 38.68% | 1 | 0 | 0 | 0 | 0 | 0 | 0
| 324 | 1.6 | 3.228 | 773 | 29.7 | 746.6607 | 78.0125 | 0.81446 | 12.1624 | -10.5624 | 0 | 32.5012 | 54.17% | 1 | 0 | 0 | 0 | 0 | 0 | 0
| 325 | 1.3778 | 3.228 | 799 | 31 | 771.7747 | 80.9375 | 0.80422 | 12.4135 | -11.0357 | 0 | 42.5216 | 70.87% | 1 | 0 | 0 | 0.28 | 0 | 0 | 0
| 326 | 1.1111 | 3.228 | 754 | 31.5 | 728.3081 | 78.625 | 0.81231 | 11.8323 | -10.7212 | 0 | 52.7294 | 87.88% | 1 | 0 | 0 | 3.06 | 0 | 0 | 0
| 327 | 1.1111 | 3.228 | 632 | 32 | 610.4651 | 71.5 | 0.83725 | 10.2222 | -9.1111 | 0 | 60 | 100% | 1 | 0 | 0 | 9.11 | 0 | 0 | 0
| 328 | 1 | 3.228 | 447 | 32.5 | 431.7688 | 60.4375 | 0.87597 | 7.5643 | -6.5643 | 0 | 60 | 100% | 0 | 0 | 0 | 6.56 | 0 | 0 | 0
| 329 | 0.44444 | 3.228 | 228 | 31.4 | 220.2311 | 45.65 | 0.92773 | 4.0863 | -3.6418 | 0 | 60 | 100% | 0 | 0 | 0 | 3.64 | 0 | 0 | 0
| 330 | 0.44444 | 3.228 | 42 | 30.3 | 40.5689 | 32.925 | 0.97226 | 0.78887 | -0.34443 | 0 | 60 | 100% | 0 | 0 | 0 | 0.34 | 0 | 0 | 0
| 331 | 7.7444 | 7.7444 | 0 | 29.2 | 0 | 29.2 | 0.9853 | 0 | 7.7444 | 12 | 60 | 100% | 0 | 0 | 0 | 0 | 0 | 0 | 0
| 332 | 8.9667 | 8.9667 | 0 | 28.2 | 0 | 28.2 | 0.9888 | 0 | 8.9667 | 11 | 51.8366 | 86.39% | 0 | 0 | 0 | 0 | 0 | 0 | 0
| 333 | 8.9667 | 8.9667 | 0 | 27.2 | 0 | 27.2 | 0.9923 | 0 | 8.9667 | 10 | 42.3849 | 70.64% | 0 | 0 | 0 | 0 | 0 | 0 | 0
| 334 | 8.9667 | 8.9667 | 0 | 26.2 | 0 | 26.2 | 0.9958 | 0 | 8.9667 | 9 | 32.9332 | 54.89% | 0 | 0 | 0 | 0 | 0 | 0 | 0
| 335 | 7.3 | 7.3 | 0 | 25.7 | 0 | 25.7 | 0.99755 | 0 | 7.3 | 8 | 23.4815 | 39.14% | 0 | 0 | 0 | 0 | 0 | 0 | 0
| 336 | 1.6889 | 3.228 | 0 | 25.3 | 0 | 25.3 | 0.99895 | 0 | 1.6889 | 7 | 15.7867 | 26.31% | 0 | 0 | 0 | 0 | 0 | 0 | 0
| 337 | 1.1333 | 3.228 | 0 | 24.8 | 0 | 24.8 | 1.0007 | 0 | 1.1333 | 6 | 14.0064 | 23.34% | 0 | 0 | 0 | 0 | 0 | 0 | 0
| 338 | 1.1333 | 3.228 | 0 | 23.9 | 0 | 23.9 | 1.0038 | 0 | 1.1333 | 5 | 12.8118 | 21.35% | 0 | 0 | 0 | 0 | 0.36 | 0 | 0
| 339 | 0.022222 | 3.228 | 0 | 23.1 | 0 | 23.1 | 1.0067 | 0 | 0.022222 | 4 | 12 | 20% | 0 | 0 | 0 | 0 | 0.02 | 0 | 0
| 340 | 0.022222 | 3.228 | 0 | 22.2 | 0 | 22.2 | 1.0098 | 0 | 0.022222 | 3 | 12 | 20% | 0 | 0 | 0 | 0 | 0.02 | 0 | 0
| 341 | 0.022222 | 3.228 | 0 | 21.7 | 0 | 21.7 | 1.0115 | 0 | 0.022222 | 2 | 12 | 20% | 0 | 0 | 0 | 0 | 0.02 | 0 | 0
| 342 | 0.022222 | 3.228 | 0 | 21.3 | 0 | 21.3 | 1.013 | 0 | 0.022222 | 1 | 12 | 20% | 0 | 0 | 0 | 0 | 0.02 | 0 | 0
| 343 | 0.022222 | 3.228 | 1 | 20.8 | 0.96593 | 20.8625 | 1.0145 | 0.019598 | 0.0026239 | 0 | 12 | 20% | 0 | 0 | 0 | 0 | 0 | 0 | 0
| 344 | 0.66667 | 3.228 | 59 | 23.2 | 56.9896 | 26.8875 | 0.99339 | 1.1323 | -0.4656 | 0 | 12 | 20% | 0 | 0 | 0 | 0 | 0 | 0 | 0
| 345 | 0.77778 | 3.228 | 250 | 25.6 | 241.4815 | 41.225 | 0.94321 | 4.5554 | -3.7776 | 0 | 12.4417 | 20.74% | 1 | 1 | 0.8 | 0 | 0 | 0 | 0
| 346 | 1.0444 | 3.228 | 454 | 28 | 438.5303 | 56.375 | 0.89019 | 7.8075 | -6.763 | 0 | 16.0254 | 26.71% | 1 | 0 | 0 | 0 | 0 | 0 | 0
| 347 | 1.0444 | 3.228 | 609 | 29.3 | 588.2488 | 67.3625 | 0.85173 | 10.0206 | -8.9762 | 0 | 22.4414 | 37.4% | 1 | 0 | 0 | 0 | 0 | 0 | 0
| 348 | 1.6 | 3.228 | 694 | 30.7 | 670.3525 | 74.075 | 0.82824 | 11.1042 | -9.5042 | 0 | 30.9569 | 51.59% | 1 | 0 | 0 | 0 | 0 | 0 | 0
| 349 | 1.3778 | 3.228 | 703 | 32 | 679.0459 | 75.9375 | 0.82172 | 11.1597 | -9.7819 | 0 | 39.9734 | 66.62% | 1 | 0 | 0 | 0 | 0 | 0 | 0
| 350 | 1.1111 | 3.228 | 663 | 32.2 | 640.4088 | 73.6375 | 0.82977 | 10.6278 | -9.5167 | 0 | 49.2534 | 82.09% | 1 | 0 | 0 | 0 | 0 | 0 | 0
| 351 | 1.1111 | 3.228 | 557 | 32.4 | 538.0207 | 67.2125 | 0.85226 | 9.1706 | -8.0595 | 0 | 58.2817 | 97.14% | 1 | 0 | 0 | 6.25 | 0 | 0 | 0
| 352 | 1 | 3.228 | 395 | 32.6 | 381.5407 | 57.2875 | 0.88699 | 6.7685 | -5.7685 | 0 | 60 | 100% | 1 | 0 | 0 | 5.77 | 0 | 0 | 0
| 353 | 0.44444 | 3.228 | 200 | 31.7 | 193.1852 | 44.2 | 0.9328 | 3.6041 | -3.1596 | 0 | 60 | 100% | 0 | 0 | 0 | 3.16 | 0 | 0 | 0
| 354 | 0.44444 | 3.228 | 37 | 30.9 | 35.7393 | 33.2125 | 0.97126 | 0.69424 | -0.2498 | 0 | 60 | 100% | 0 | 0 | 0 | 0.25 | 0 | 0 | 0
| 355 | 7.7444 | 7.7444 | 0 | 30 | 0 | 30 | 0.9825 | 0 | 7.7444 | 12 | 60 | 100% | 0 | 0 | 0 | 0 | 0 | 0 | 0
| 356 | 8.9667 | 8.9667 | 0 | 29 | 0 | 29 | 0.986 | 0 | 8.9667 | 11 | 51.8366 | 86.39% | 0 | 0 | 0 | 0 | 0 | 0 | 0
| 357 | 8.9667 | 8.9667 | 0 | 28 | 0 | 28 | 0.9895 | 0 | 8.9667 | 10 | 42.3849 | 70.64% | 0 | 0 | 0 | 0 | 0 | 0 | 0
| 358 | 8.9667 | 8.9667 | 0 | 27 | 0 | 27 | 0.993 | 0 | 8.9667 | 9 | 32.9332 | 54.89% | 0 | 0 | 0 | 0 | 0 | 0 | 0
| 359 | 7.3 | 7.3 | 0 | 26.3 | 0 | 26.3 | 0.99545 | 0 | 7.3 | 8 | 23.4815 | 39.14% | 0 | 0 | 0 | 0 | 0 | 0 | 0
| 360 | 1.6889 | 3.228 | 0 | 25.7 | 0 | 25.7 | 0.99755 | 0 | 1.6889 | 7 | 15.7867 | 26.31% | 0 | 0 | 0 | 0 | 0 | 0 | 0
| 361 | 1.1333 | 3.228 | 0 | 25 | 0 | 25 | 1 | 0 | 1.1333 | 6 | 14.0064 | 23.34% | 0 | 0 | 0 | 0 | 0 | 0 | 0
| 362 | 1.1333 | 3.228 | 0 | 24.2 | 0 | 24.2 | 1.0028 | 0 | 1.1333 | 5 | 12.8118 | 21.35% | 0 | 0 | 0 | 0 | 0.36 | 0 | 0
| 363 | 0.022222 | 3.228 | 0 | 23.4 | 0 | 23.4 | 1.0056 | 0 | 0.022222 | 4 | 12 | 20% | 0 | 0 | 0 | 0 | 0.02 | 0 | 0
| 364 | 0.022222 | 3.228 | 0 | 22.6 | 0 | 22.6 | 1.0084 | 0 | 0.022222 | 3 | 12 | 20% | 0 | 0 | 0 | 0 | 0.02 | 0 | 0
| 365 | 0.022222 | 3.228 | 0 | 22.1 | 0 | 22.1 | 1.0102 | 0 | 0.022222 | 2 | 12 | 20% | 0 | 0 | 0 | 0 | 0.02 | 0 | 0
| 366 | 0.022222 | 3.228 | 0 | 21.7 | 0 | 21.7 | 1.0115 | 0 | 0.022222 | 1 | 12 | 20% | 0 | 0 | 0 | 0 | 0.02 | 0 | 0
| 367 | 0.022222 | 3.228 | 1 | 21.2 | 0.96593 | 21.2625 | 1.0131 | 0.019571 | 0.002651 | 0 | 12 | 20% | 0 | 0 | 0 | 0 | 0 | 0 | 0
| 368 | 0.66667 | 3.228 | 59 | 23.3 | 56.9896 | 26.9875 | 0.99304 | 1.1319 | -0.4652 | 0 | 12 | 20% | 0 | 0 | 0 | 0 | 0 | 0 | 0
| 369 | 0.77778 | 3.228 | 250 | 25.3 | 241.4815 | 40.925 | 0.94426 | 4.5604 | -3.7827 | 0 | 12.4413 | 20.74% | 1 | 1 | 0.8 | 0 | 0 | 0 | 0
| 370 | 1.0444 | 3.228 | 454 | 27.4 | 438.5303 | 55.775 | 0.89229 | 7.8259 | -6.7815 | 0 | 16.0299 | 26.72% | 1 | 0 | 0 | 0 | 0 | 0 | 0
| 371 | 1.0444 | 3.228 | 610 | 29.1 | 589.2148 | 67.225 | 0.85221 | 10.0427 | -8.9983 | 0 | 22.4633 | 37.44% | 1 | 0 | 0 | 0 | 0 | 0 | 0
| 372 | 1.6 | 3.228 | 696 | 30.8 | 672.2844 | 74.3 | 0.82745 | 11.1256 | -9.5256 | 0 | 30.9998 | 51.67% | 1 | 0 | 0 | 0 | 0 | 0 | 0
| 373 | 1.3778 | 3.228 | 704 | 32.5 | 680.0118 | 76.5 | 0.81975 | 11.1488 | -9.771 | 0 | 40.0367 | 66.73% | 1 | 0 | 0 | 0 | 0 | 0 | 0
| 374 | 1.1111 | 3.228 | 665 | 32.9 | 642.3407 | 74.4625 | 0.82688 | 10.6228 | -9.5117 | 0 | 49.3063 | 82.18% | 1 | 0 | 0 | 0 | 0 | 0 | 0
| 375 | 1.1111 | 3.228 | 559 | 33.4 | 539.9525 | 68.3375 | 0.84832 | 9.161 | -8.0499 | 0 | 58.3298 | 97.22% | 1 | 0 | 0 | 6.29 | 0 | 0 | 0
| 376 | 1 | 3.228 | 396 | 33.8 | 382.5066 | 58.55 | 0.88257 | 6.7518 | -5.7518 | 0 | 60 | 100% | 1 | 0 | 0 | 5.75 | 0 | 0 | 0
| 377 | 0.44444 | 3.228 | 215 | 32.9 | 207.6741 | 46.3375 | 0.92532 | 3.8433 | -3.3988 | 0 | 60 | 100% | 0 | 0 | 0 | 3.4 | 0 | 0 | 0
| 378 | 0.44444 | 3.228 | 43 | 31.9 | 41.5348 | 34.5875 | 0.96644 | 0.80282 | -0.35838 | 0 | 60 | 100% | 0 | 0 | 0 | 0.36 | 0 | 0 | 0
| 379 | 7.7444 | 7.7444 | 0 | 31 | 0 | 31 | 0.979 | 0 | 7.7444 | 12 | 60 | 100% | 0 | 0 | 0 | 0 | 0 | 0 | 0
| 380 | 8.9667 | 8.9667 | 0 | 30.1 | 0 | 30.1 | 0.98215 | 0 | 8.9667 | 11 | 51.8366 | 86.39% | 0 | 0 | 0 | 0 | 0 | 0 | 0
| 381 | 8.9667 | 8.9667 | 0 | 29.1 | 0 | 29.1 | 0.98565 | 0 | 8.9667 | 10 | 42.3849 | 70.64% | 0 | 0 | 0 | 0 | 0 | 0 | 0
| 382 | 8.9667 | 8.9667 | 0 | 28.2 | 0 | 28.2 | 0.9888 | 0 | 8.9667 | 9 | 32.9332 | 54.89% | 0 | 0 | 0 | 0 | 0 | 0 | 0
| 383 | 7.3 | 7.3 | 0 | 27.5 | 0 | 27.5 | 0.99125 | 0 | 7.3 | 8 | 23.4815 | 39.14% | 0 | 0 | 0 | 0 | 0 | 0 | 0
| 384 | 1.6889 | 3.228 | 0 | 26.9 | 0 | 26.9 | 0.99335 | 0 | 1.6889 | 7 | 15.7867 | 26.31% | 0 | 0 | 0 | 0 | 0 | 0 | 0
| 385 | 1.1333 | 3.228 | 0 | 26.2 | 0 | 26.2 | 0.9958 | 0 | 1.1333 | 6 | 14.0064 | 23.34% | 0 | 0 | 0 | 0 | 0 | 0 | 0
| 386 | 1.1333 | 3.228 | 0 | 25.6 | 0 | 25.6 | 0.9979 | 0 | 1.1333 | 5 | 12.8118 | 21.35% | 0 | 0 | 0 | 0 | 0.36 | 0 | 0
| 387 | 0.022222 | 3.228 | 0 | 25 | 0 | 25 | 1 | 0 | 0.022222 | 4 | 12 | 20% | 0 | 0 | 0 | 0 | 0.02 | 0 | 0
| 388 | 0.022222 | 3.228 | 0 | 24.4 | 0 | 24.4 | 1.0021 | 0 | 0.022222 | 3 | 12 | 20% | 0 | 0 | 0 | 0 | 0.02 | 0 | 0
| 389 | 0.022222 | 3.228 | 0 | 23.8 | 0 | 23.8 | 1.0042 | 0 | 0.022222 | 2 | 12 | 20% | 0 | 0 | 0 | 0 | 0.02 | 0 | 0
| 390 | 0.022222 | 3.228 | 0 | 23.2 | 0 | 23.2 | 1.0063 | 0 | 0.022222 | 1 | 12 | 20% | 0 | 0 | 0 | 0 | 0.02 | 0 | 0
| 391 | 0.022222 | 3.228 | 1 | 22.6 | 0.96593 | 22.6625 | 1.0082 | 0.019477 | 0.0027457 | 0 | 12 | 20% | 0 | 0 | 0 | 0 | 0 | 0 | 0
| 392 | 0.66667 | 3.228 | 56 | 24.3 | 54.0918 | 27.8 | 0.9902 | 1.0712 | -0.40457 | 0 | 12 | 20% | 0 | 0 | 0 | 0 | 0 | 0 | 0
| 393 | 0.77778 | 3.228 | 250 | 26 | 241.4815 | 41.625 | 0.94181 | 4.5486 | -3.7708 | 0 | 12.3838 | 20.64% | 1 | 1 | 0.8 | 0 | 0 | 0 | 0
| 394 | 1.0444 | 3.228 | 477 | 27.7 | 460.7466 | 57.5125 | 0.88621 | 8.1663 | -7.1219 | 0 | 15.9611 | 26.6% | 1 | 0 | 0 | 0 | 0 | 0 | 0
| 395 | 1.0444 | 3.228 | 656 | 29.6 | 633.6473 | 70.6 | 0.8404 | 10.6503 | -9.6059 | 0 | 22.7175 | 37.86% | 1 | 0 | 0 | 0 | 0 | 0 | 0
| 396 | 1.6 | 3.228 | 768 | 31.6 | 741.831 | 79.6 | 0.8089 | 12.0013 | -10.4013 | 0 | 31.8305 | 53.05% | 1 | 0 | 0 | 0 | 0 | 0 | 0
| 397 | 1.3778 | 3.228 | 803 | 33.5 | 775.6384 | 83.6875 | 0.79459 | 12.3263 | -10.9486 | 0 | 41.6981 | 69.5% | 1 | 0 | 0 | 0.19 | 0 | 0 | 0
| 398 | 1.1111 | 3.228 | 724 | 33.7 | 699.3303 | 78.95 | 0.81117 | 11.3456 | -10.2345 | 0 | 51.9059 | 86.51% | 1 | 0 | 0 | 1.7 | 0 | 0 | 0
| 399 | 1.1111 | 3.228 | 561 | 34 | 541.8844 | 69.0625 | 0.84578 | 9.1663 | -8.0552 | 0 | 60 | 100% | 1 | 0 | 0 | 8.06 | 0 | 0 | 0
| 400 | 1 | 3.228 | 348 | 34.2 | 336.1422 | 55.95 | 0.89167 | 5.9946 | -4.9946 | 0 | 60 | 100% | 0 | 0 | 0 | 4.99 | 0 | 0 | 0
| 401 | 0.44444 | 3.228 | 179 | 33.2 | 172.9007 | 44.3875 | 0.93214 | 3.2234 | -2.7789 | 0 | 60 | 100% | 0 | 0 | 0 | 2.78 | 0 | 0 | 0
| 402 | 0.44444 | 3.228 | 35 | 32.2 | 33.8074 | 34.3875 | 0.96714 | 0.65393 | -0.20949 | 0 | 60 | 100% | 0 | 0 | 0 | 0.21 | 0 | 0 | 0
| 403 | 7.7444 | 7.7444 | 0 | 31.2 | 0 | 31.2 | 0.9783 | 0 | 7.7444 | 12 | 60 | 100% | 0 | 0 | 0 | 0 | 0 | 0 | 0
| 404 | 8.9667 | 8.9667 | 0 | 30.5 | 0 | 30.5 | 0.98075 | 0 | 8.9667 | 11 | 51.8366 | 86.39% | 0 | 0 | 0 | 0 | 0 | 0 | 0
| 405 | 8.9667 | 8.9667 | 0 | 29.7 | 0 | 29.7 | 0.98355 | 0 | 8.9667 | 10 | 42.3849 | 70.64% | 0 | 0 | 0 | 0 | 0 | 0 | 0
| 406 | 8.9667 | 8.9667 | 0 | 29 | 0 | 29 | 0.986 | 0 | 8.9667 | 9 | 32.9332 | 54.89% | 0 | 0 | 0 | 0 | 0 | 0 | 0
| 407 | 7.3 | 7.3 | 0 | 28.4 | 0 | 28.4 | 0.9881 | 0 | 7.3 | 8 | 23.4815 | 39.14% | 0 | 0 | 0 | 0 | 0 | 0 | 0
| 408 | 1.6889 | 3.228 | 0 | 27.8 | 0 | 27.8 | 0.9902 | 0 | 1.6889 | 7 | 15.7867 | 26.31% | 0 | 0 | 0 | 0 | 0 | 0 | 0
| 409 | 1.1333 | 3.228 | 0 | 27.2 | 0 | 27.2 | 0.9923 | 0 | 1.1333 | 6 | 14.0064 | 23.34% | 0 | 0 | 0 | 0 | 0 | 0 | 0
| 410 | 1.1333 | 3.228 | 0 | 26.7 | 0 | 26.7 | 0.99405 | 0 | 1.1333 | 5 | 12.8118 | 21.35% | 0 | 0 | 0 | 0 | 0.36 | 0 | 0
| 411 | 0.022222 | 3.228 | 0 | 26.1 | 0 | 26.1 | 0.99615 | 0 | 0.022222 | 4 | 12 | 20% | 0 | 0 | 0 | 0 | 0.02 | 0 | 0
| 412 | 0.022222 | 3.228 | 0 | 25.6 | 0 | 25.6 | 0.9979 | 0 | 0.022222 | 3 | 12 | 20% | 0 | 0 | 0 | 0 | 0.02 | 0 | 0
| 413 | 0.022222 | 3.228 | 0 | 25.1 | 0 | 25.1 | 0.99965 | 0 | 0.022222 | 2 | 12 | 20% | 0 | 0 | 0 | 0 | 0.02 | 0 | 0
| 414 | 0.022222 | 3.228 | 0 | 24.5 | 0 | 24.5 | 1.0017 | 0 | 0.022222 | 1 | 12 | 20% | 0 | 0 | 0 | 0 | 0.02 | 0 | 0
| 415 | 0.022222 | 3.228 | 1 | 24 | 0.96593 | 24.0625 | 1.0033 | 0.019382 | 0.0028403 | 0 | 12 | 20% | 0 | 0 | 0 | 0 | 0 | 0 | 0
| 416 | 0.66667 | 3.228 | 55 | 25.5 | 53.1259 | 28.9375 | 0.98622 | 1.0479 | -0.38121 | 0 | 12 | 20% | 0 | 0 | 0 | 0 | 0 | 0 | 0
| 417 | 0.77778 | 3.228 | 232 | 27 | 224.0948 | 41.5 | 0.94225 | 4.2231 | -3.4453 | 0 | 12.3616 | 20.6% | 1 | 1 | 0.8 | 0 | 0 | 0 | 0
| 418 | 1.0444 | 3.228 | 418 | 28.5 | 403.757 | 54.625 | 0.89631 | 7.2378 | -6.1934 | 0 | 15.6301 | 26.05% | 1 | 0 | 0 | 0 | 0 | 0 | 0
| 419 | 1.0444 | 3.228 | 594 | 30.3 | 573.7599 | 67.425 | 0.85151 | 9.7713 | -8.7268 | 0 | 21.5057 | 35.84% | 1 | 0 | 0 | 0 | 0 | 0 | 0
| 420 | 1.6 | 3.228 | 716 | 32 | 691.6029 | 76.75 | 0.81888 | 11.3267 | -9.7267 | 0 | 29.7847 | 49.64% | 1 | 0 | 0 | 0 | 0 | 0 | 0
| 421 | 1.3778 | 3.228 | 768 | 33.8 | 741.831 | 81.8 | 0.8012 | 11.8871 | -10.5093 | 0 | 39.0123 | 65.02% | 1 | 0 | 0 | 0 | 0 | 0 | 0
| 422 | 1.1111 | 3.228 | 752 | 34.2 | 726.3762 | 81.2 | 0.8033 | 11.67 | -10.5588 | 0 | 48.9823 | 81.64% | 1 | 0 | 0 | 0 | 0 | 0 | 0
| 423 | 1.1111 | 3.228 | 648 | 34.6 | 625.9199 | 75.1 | 0.82465 | 10.3233 | -9.2122 | 0 | 58.9993 | 98.33% | 1 | 0 | 0 | 8.16 | 0 | 0 | 0
| 424 | 1 | 3.228 | 469 | 35 | 453.0192 | 64.3125 | 0.86241 | 7.8137 | -6.8137 | 0 | 60 | 100% | 1 | 0 | 0 | 6.81 | 0 | 0 | 0
| 425 | 0.44444 | 3.228 | 243 | 33.7 | 234.72 | 48.8875 | 0.91639 | 4.3019 | -3.8575 | 0 | 60 | 100% | 0 | 0 | 0 | 3.86 | 0 | 0 | 0
| 426 | 0.44444 | 3.228 | 48 | 32.3 | 46.3644 | 35.3 | 0.96395 | 0.89386 | -0.44942 | 0 | 60 | 100% | 0 | 0 | 0 | 0.45 | 0 | 0 | 0
| 427 | 7.7444 | 7.7444 | 0 | 31 | 0 | 31 | 0.979 | 0 | 7.7444 | 12 | 60 | 100% | 0 | 0 | 0 | 0 | 0 | 0 | 0
| 428 | 8.9667 | 8.9667 | 0 | 30.3 | 0 | 30.3 | 0.98145 | 0 | 8.9667 | 11 | 51.8366 | 86.39% | 0 | 0 | 0 | 0 | 0 | 0 | 0
| 429 | 8.9667 | 8.9667 | 0 | 29.7 | 0 | 29.7 | 0.98355 | 0 | 8.9667 | 10 | 42.3849 | 70.64% | 0 | 0 | 0 | 0 | 0 | 0 | 0
| 430 | 8.9667 | 8.9667 | 0 | 29 | 0 | 29 | 0.986 | 0 | 8.9667 | 9 | 32.9332 | 54.89% | 0 | 0 | 0 | 0 | 0 | 0 | 0
| 431 | 7.3 | 7.3 | 0 | 28.9 | 0 | 28.9 | 0.98635 | 0 | 7.3 | 8 | 23.4815 | 39.14% | 0 | 0 | 0 | 0 | 0 | 0 | 0
| 432 | 1.6889 | 3.228 | 0 | 28.9 | 0 | 28.9 | 0.98635 | 0 | 1.6889 | 7 | 15.7867 | 26.31% | 0 | 0 | 0 | 0 | 0 | 0 | 0
| 433 | 1.1333 | 3.228 | 0 | 28.8 | 0 | 28.8 | 0.9867 | 0 | 1.1333 | 6 | 14.0064 | 23.34% | 0 | 0 | 0 | 0 | 0 | 0 | 0
| 434 | 1.1333 | 3.228 | 0 | 27.9 | 0 | 27.9 | 0.98985 | 0 | 1.1333 | 5 | 12.8118 | 21.35% | 0 | 0 | 0 | 0 | 0.36 | 0 | 0
| 435 | 0.022222 | 3.228 | 0 | 26.9 | 0 | 26.9 | 0.99335 | 0 | 0.022222 | 4 | 12 | 20% | 0 | 0 | 0 | 0 | 0.02 | 0 | 0
| 436 | 0.022222 | 3.228 | 0 | 26 | 0 | 26 | 0.9965 | 0 | 0.022222 | 3 | 12 | 20% | 0 | 0 | 0 | 0 | 0.02 | 0 | 0
| 437 | 0.022222 | 3.228 | 0 | 25.7 | 0 | 25.7 | 0.99755 | 0 | 0.022222 | 2 | 12 | 20% | 0 | 0 | 0 | 0 | 0.02 | 0 | 0
| 438 | 0.022222 | 3.228 | 0 | 25.3 | 0 | 25.3 | 0.99895 | 0 | 0.022222 | 1 | 12 | 20% | 0 | 0 | 0 | 0 | 0.02 | 0 | 0
| 439 | 0.022222 | 3.228 | 1 | 25 | 0.96593 | 25.0625 | 0.99978 | 0.019314 | 0.0029079 | 0 | 12 | 20% | 0 | 0 | 0 | 0 | 0 | 0 | 0
| 440 | 0.66667 | 3.228 | 59 | 26.5 | 56.9896 | 30.1875 | 0.98184 | 1.1191 | -0.45243 | 0 | 12 | 20% | 0 | 0 | 0 | 0 | 0 | 0 | 0
| 441 | 0.77778 | 3.228 | 257 | 28 | 248.2429 | 44.0625 | 0.93328 | 4.6336 | -3.8558 | 0 | 12.4292 | 20.72% | 1 | 1 | 0.8 | 0 | 0 | 0 | 0
| 442 | 1.0444 | 3.228 | 478 | 29.5 | 461.7125 | 59.375 | 0.87969 | 8.1233 | -7.0788 | 0 | 16.0872 | 26.81% | 1 | 0 | 0 | 0 | 0 | 0 | 0
| 443 | 1.0444 | 3.228 | 665 | 30.9 | 642.3407 | 72.4625 | 0.83388 | 10.7127 | -9.6683 | 0 | 22.8027 | 38% | 1 | 0 | 0 | 0 | 0 | 0 | 0
| 444 | 1.6 | 3.228 | 787 | 32.3 | 760.1836 | 81.4875 | 0.80229 | 12.1978 | -10.5978 | 0 | 31.9749 | 53.29% | 1 | 0 | 0 | 0 | 0 | 0 | 0
| 445 | 1.3778 | 3.228 | 829 | 33.7 | 800.7525 | 85.5125 | 0.78821 | 12.6232 | -11.2454 | 0 | 42.0288 | 70.05% | 1 | 0 | 0 | 0.49 | 0 | 0 | 0
| 446 | 1.1111 | 3.228 | 766 | 34.1 | 739.8992 | 81.975 | 0.80059 | 11.8471 | -10.736 | 0 | 52.2367 | 87.06% | 1 | 0 | 0 | 2.55 | 0 | 0 | 0
| 447 | 1.1111 | 3.228 | 616 | 34.6 | 595.0103 | 73.1 | 0.83165 | 9.8968 | -8.7857 | 0 | 60 | 100% | 1 | 0 | 0 | 8.79 | 0 | 0 | 0
| 448 | 1 | 3.228 | 405 | 35 | 391.2 | 60.3125 | 0.87641 | 6.857 | -5.857 | 0 | 60 | 100% | 0 | 0 | 0 | 5.86 | 0 | 0 | 0
| 449 | 0.44444 | 3.228 | 217 | 34.1 | 209.6059 | 47.6625 | 0.92068 | 3.8596 | -3.4152 | 0 | 60 | 100% | 0 | 0 | 0 | 3.42 | 0 | 0 | 0
| 450 | 0.44444 | 3.228 | 45 | 33.1 | 43.4667 | 35.9125 | 0.96181 | 0.83613 | -0.39169 | 0 | 60 | 100% | 0 | 0 | 0 | 0.39 | 0 | 0 | 0
| 451 | 7.7444 | 7.7444 | 0 | 32.2 | 0 | 32.2 | 0.9748 | 0 | 7.7444 | 12 | 60 | 100% | 0 | 0 | 0 | 0 | 0 | 0 | 0
| 452 | 8.9667 | 8.9667 | 0 | 31.4 | 0 | 31.4 | 0.9776 | 0 | 8.9667 | 11 | 51.8366 | 86.39% | 0 | 0 | 0 | 0 | 0 | 0 | 0
| 453 | 8.9667 | 8.9667 | 0 | 30.6 | 0 | 30.6 | 0.9804 | 0 | 8.9667 | 10 | 42.3849 | 70.64% | 0 | 0 | 0 | 0 | 0 | 0 | 0
| 454 | 8.9667 | 8.9667 | 0 | 29.8 | 0 | 29.8 | 0.9832 | 0 | 8.9667 | 9 | 32.9332 | 54.89% | 0 | 0 | 0 | 0 | 0 | 0 | 0
| 455 | 7.3 | 7.3 | 0 | 28.9 | 0 | 28.9 | 0.98635 | 0 | 7.3 | 8 | 23.4815 | 39.14% | 0 | 0 | 0 | 0 | 0 | 0 | 0
| 456 | 1.6889 | 3.228 | 0 | 28.1 | 0 | 28.1 | 0.98915 | 0 | 1.6889 | 7 | 15.7867 | 26.31% | 0 | 0 | 0 | 0 | 0 | 0 | 0
| 457 | 1.1333 | 3.228 | 0 | 27.2 | 0 | 27.2 | 0.9923 | 0 | 1.1333 | 6 | 14.0064 | 23.34% | 0 | 0 | 0 | 0 | 0 | 0 | 0
| 458 | 1.1333 | 3.228 | 0 | 26.5 | 0 | 26.5 | 0.99475 | 0 | 1.1333 | 5 | 12.8118 | 21.35% | 0 | 0 | 0 | 0 | 0.36 | 0 | 0
| 459 | 0.022222 | 3.228 | 0 | 25.9 | 0 | 25.9 | 0.99685 | 0 | 0.022222 | 4 | 12 | 20% | 0 | 0 | 0 | 0 | 0.02 | 0 | 0
| 460 | 0.022222 | 3.228 | 0 | 25.2 | 0 | 25.2 | 0.9993 | 0 | 0.022222 | 3 | 12 | 20% | 0 | 0 | 0 | 0 | 0.02 | 0 | 0
| 461 | 0.022222 | 3.228 | 0 | 24.7 | 0 | 24.7 | 1.001 | 0 | 0.022222 | 2 | 12 | 20% | 0 | 0 | 0 | 0 | 0.02 | 0 | 0
| 462 | 0.022222 | 3.228 | 0 | 24.1 | 0 | 24.1 | 1.0031 | 0 | 0.022222 | 1 | 12 | 20% | 0 | 0 | 0 | 0 | 0.02 | 0 | 0
| 463 | 0.022222 | 3.228 | 1 | 23.6 | 0.96593 | 23.6625 | 1.0047 | 0.019409 | 0.0028133 | 0 | 12 | 20% | 0 | 0 | 0 | 0 | 0 | 0 | 0
| 464 | 0.66667 | 3.228 | 55 | 24.9 | 53.1259 | 28.3375 | 0.98832 | 1.0501 | -0.38344 | 0 | 12 | 20% | 0 | 0 | 0 | 0 | 0 | 0 | 0
| 465 | 0.77778 | 3.228 | 251 | 26.2 | 242.4474 | 41.8875 | 0.94089 | 4.5623 | -3.7846 | 0 | 12.3638 | 20.61% | 1 | 1 | 0.8 | 0 | 0 | 0 | 0
| 466 | 1.0444 | 3.228 | 481 | 27.5 | 464.6103 | 57.5625 | 0.88603 | 8.2332 | -7.1887 | 0 | 15.9541 | 26.59% | 1 | 0 | 0 | 0 | 0 | 0 | 0
| 467 | 1.0444 | 3.228 | 663 | 28.7 | 640.4088 | 70.1375 | 0.84202 | 10.7847 | -9.7403 | 0 | 22.774 | 37.96% | 1 | 0 | 0 | 0 | 0 | 0 | 0
| 468 | 1.6 | 3.228 | 779 | 30 | 752.4562 | 78.6875 | 0.81209 | 12.2213 | -10.6213 | 0 | 32.0144 | 53.36% | 1 | 0 | 0 | 0 | 0 | 0 | 0
| 469 | 1.3778 | 3.228 | 817 | 31.2 | 789.1614 | 82.2625 | 0.79958 | 12.62 | -11.2422 | 0 | 42.0906 | 70.15% | 1 | 0 | 0 | 0.48 | 0 | 0 | 0
| 470 | 1.1111 | 3.228 | 764 | 31 | 737.9673 | 78.75 | 0.81188 | 11.9827 | -10.8716 | 0 | 52.2985 | 87.16% | 1 | 0 | 0 | 2.75 | 0 | 0 | 0
| 471 | 1.1111 | 3.228 | 635 | 30.9 | 613.3629 | 70.5875 | 0.84044 | 10.3099 | -9.1988 | 0 | 60 | 100% | 1 | 0 | 0 | 9.2 | 0 | 0 | 0
| 472 | 1 | 3.228 | 446 | 30.7 | 430.8029 | 58.575 | 0.88249 | 7.6036 | -6.6036 | 0 | 60 | 100% | 0 | 0 | 0 | 6.6 | 0 | 0 | 0
| 473 | 0.44444 | 3.228 | 227 | 30.5 | 219.2652 | 44.6875 | 0.93109 | 4.0831 | -3.6387 | 0 | 60 | 100% | 0 | 0 | 0 | 3.64 | 0 | 0 | 0
| 474 | 0.44444 | 3.228 | 45 | 30.4 | 43.4667 | 33.2125 | 0.97126 | 0.84435 | -0.3999 | 0 | 60 | 100% | 0 | 0 | 0 | 0.4 | 0 | 0 | 0
| 475 | 7.7444 | 7.7444 | 0 | 30.2 | 0 | 30.2 | 0.9818 | 0 | 7.7444 | 12 | 60 | 100% | 0 | 0 | 0 | 0 | 0 | 0 | 0
| 476 | 8.9667 | 8.9667 | 0 | 29.3 | 0 | 29.3 | 0.98495 | 0 | 8.9667 | 11 | 51.8366 | 86.39% | 0 | 0 | 0 | 0 | 0 | 0 | 0
| 477 | 8.9667 | 8.9667 | 0 | 28.4 | 0 | 28.4 | 0.9881 | 0 | 8.9667 | 10 | 42.3849 | 70.64% | 0 | 0 | 0 | 0 | 0 | 0 | 0
| 478 | 8.9667 | 8.9667 | 0 | 27.5 | 0 | 27.5 | 0.99125 | 0 | 8.9667 | 9 | 32.9332 | 54.89% | 0 | 0 | 0 | 0 | 0 | 0 | 0
| 479 | 7.3 | 7.3 | 0 | 26.6 | 0 | 26.6 | 0.9944 | 0 | 7.3 | 8 | 23.4815 | 39.14% | 0 | 0 | 0 | 0 | 0 | 0 | 0
| 480 | 1.6889 | 3.228 | 0 | 25.7 | 0 | 25.7 | 0.99755 | 0 | 1.6889 | 7 | 15.7867 | 26.31% | 0 | 0 | 0 | 0 | 0 | 0 | 0
| 481 | 1.1333 | 3.228 | 0 | 24.8 | 0 | 24.8 | 1.0007 | 0 | 1.1333 | 6 | 14.0064 | 23.34% | 0 | 0 | 0 | 0 | 0 | 0 | 0
| 482 | 1.1333 | 3.228 | 0 | 24.3 | 0 | 24.3 | 1.0025 | 0 | 1.1333 | 5 | 12.8118 | 21.35% | 0 | 0 | 0 | 0 | 0.36 | 0 | 0
| 483 | 0.022222 | 3.228 | 0 | 23.9 | 0 | 23.9 | 1.0038 | 0 | 0.022222 | 4 | 12 | 20% | 0 | 0 | 0 | 0 | 0.02 | 0 | 0
| 484 | 0.022222 | 3.228 | 0 | 23.4 | 0 | 23.4 | 1.0056 | 0 | 0.022222 | 3 | 12 | 20% | 0 | 0 | 0 | 0 | 0.02 | 0 | 0
| 485 | 0.022222 | 3.228 | 0 | 23.5 | 0 | 23.5 | 1.0052 | 0 | 0.022222 | 2 | 12 | 20% | 0 | 0 | 0 | 0 | 0.02 | 0 | 0
| 486 | 0.022222 | 3.228 | 0 | 23.6 | 0 | 23.6 | 1.0049 | 0 | 0.022222 | 1 | 12 | 20% | 0 | 0 | 0 | 0 | 0.02 | 0 | 0
| 487 | 0.022222 | 3.228 | 1 | 23.7 | 0.96593 | 23.7625 | 1.0043 | 0.019402 | 0.00282 | 0 | 12 | 20% | 0 | 0 | 0 | 0 | 0 | 0 | 0
| 488 | 0.66667 | 3.228 | 50 | 23.8 | 48.2963 | 26.925 | 0.99326 | 0.95942 | -0.29275 | 0 | 12 | 20% | 0 | 0 | 0 | 0 | 0 | 0 | 0
| 489 | 0.77778 | 3.228 | 210 | 23.9 | 202.8444 | 37.025 | 0.95791 | 3.8861 | -3.1084 | 0 | 12.2777 | 20.46% | 1 | 1 | 0.8 | 0 | 0 | 0 | 0
| 490 | 1.0444 | 3.228 | 371 | 24 | 358.3585 | 47.1875 | 0.92234 | 6.6106 | -5.5661 | 0 | 15.2266 | 25.38% | 1 | 0 | 0 | 0 | 0 | 0 | 0
| 491 | 1.0444 | 3.228 | 480 | 25.9 | 463.6444 | 55.9 | 0.89185 | 8.27 | -7.2256 | 0 | 20.5071 | 34.18% | 1 | 0 | 0 | 0 | 0 | 0 | 0
| 492 | 1.6 | 3.228 | 523 | 27.9 | 505.1792 | 60.5875 | 0.87544 | 8.8451 | -7.2451 | 0 | 27.3619 | 45.6% | 1 | 0 | 0 | 0 | 0 | 0 | 0
| 493 | 1.3778 | 3.228 | 503 | 29.8 | 485.8607 | 61.2375 | 0.87317 | 8.4848 | -7.107 | 0 | 34.2352 | 57.06% | 1 | 0 | 0 | 0 | 0 | 0 | 0
| 494 | 1.1111 | 3.228 | 520 | 30.5 | 502.2814 | 63 | 0.867 | 8.7096 | -7.5984 | 0 | 40.9775 | 68.3% | 1 | 0 | 0 | 0 | 0 | 0 | 0
| 495 | 1.1111 | 3.228 | 473 | 31.3 | 456.8829 | 60.8625 | 0.87448 | 7.9907 | -6.8796 | 0 | 48.186 | 80.31% | 1 | 0 | 0 | 0 | 0 | 0 | 0
| 496 | 1 | 3.228 | 360 | 32 | 347.7333 | 54.5 | 0.89675 | 6.2366 | -5.2366 | 0 | 54.7126 | 91.19% | 1 | 0 | 0 | 0 | 0 | 0 | 0
| 497 | 0.44444 | 3.228 | 177 | 31.1 | 170.9689 | 42.1625 | 0.93993 | 3.214 | -2.7695 | 0 | 59.6804 | 99.47% | 1 | 0 | 0 | 2.43 | 0 | 0 | 0
| 498 | 0.44444 | 3.228 | 34 | 30.1 | 32.8415 | 32.225 | 0.97471 | 0.64022 | -0.19578 | 0 | 60 | 100% | 1 | 0 | 0 | 0.2 | 0 | 0 | 0
| 499 | 7.7444 | 7.7444 | 0 | 29.2 | 0 | 29.2 | 0.9853 | 0 | 7.7444 | 13 | 60 | 100% | 0 | 0 | 0 | 0 | 0 | 0 | 0
| 500 | 8.9667 | 8.9667 | 0 | 28.1 | 0 | 28.1 | 0.98915 | 0 | 8.9667 | 12 | 51.8366 | 86.39% | 0 | 0 | 0 | 0 | 0 | 0 | 0
| 501 | 8.9667 | 8.9667 | 0 | 26.9 | 0 | 26.9 | 0.99335 | 0 | 8.9667 | 11 | 42.3849 | 70.64% | 0 | 0 | 0 | 0 | 0 | 0 | 0
| 502 | 8.9667 | 8.9667 | 0 | 25.8 | 0 | 25.8 | 0.9972 | 0 | 8.9667 | 10 | 32.9332 | 54.89% | 0 | 0 | 0 | 0 | 0 | 0 | 0
| 503 | 7.3 | 7.3 | 0 | 25.2 | 0 | 25.2 | 0.9993 | 0 | 7.3 | 9 | 23.4815 | 39.14% | 0 | 0 | 0 | 0 | 0 | 0 | 0
| 504 | 1.6889 | 3.228 | 0 | 24.7 | 0 | 24.7 | 1.001 | 0 | 1.6889 | 8 | 15.7867 | 26.31% | 0 | 0 | 0 | 0 | 0 | 0 | 0
| 505 | 1.1333 | 3.228 | 0 | 24.1 | 0 | 24.1 | 1.0031 | 0 | 1.1333 | 7 | 14.0064 | 23.34% | 0 | 0 | 0 | 0 | 0 | 0 | 0
| 506 | 1.1333 | 3.228 | 0 | 23.6 | 0 | 23.6 | 1.0049 | 0 | 1.1333 | 6 | 12.8118 | 21.35% | 0 | 0 | 0 | 0 | 0.36 | 0 | 0
| 507 | 0.022222 | 3.228 | 0 | 23.2 | 0 | 23.2 | 1.0063 | 0 | 0.022222 | 5 | 12 | 20% | 0 | 0 | 0 | 0 | 0.02 | 0 | 0
| 508 | 0.022222 | 3.228 | 0 | 22.7 | 0 | 22.7 | 1.0081 | 0 | 0.022222 | 4 | 12 | 20% | 0 | 0 | 0 | 0 | 0.02 | 0 | 0
| 509 | 0.022222 | 3.228 | 0 | 22.1 | 0 | 22.1 | 1.0102 | 0 | 0.022222 | 3 | 12 | 20% | 0 | 0 | 0 | 0 | 0.02 | 0 | 0
| 510 | 0.022222 | 3.228 | 0 | 21.5 | 0 | 21.5 | 1.0123 | 0 | 0.022222 | 2 | 12 | 20% | 0 | 0 | 0 | 0 | 0.02 | 0 | 0
| 511 | 0.022222 | 3.228 | 1 | 20.9 | 0.96593 | 20.9625 | 1.0141 | 0.019592 | 0.0026307 | 1 | 12 | 20% | 0 | 0 | 0 | 0 | 0 | 0 | 0
| 512 | 0.66667 | 3.228 | 33 | 21.3 | 31.8756 | 23.3625 | 1.0057 | 0.64116 | 0.025502 | 0 | 12 | 20% | 0 | 0 | 0 | 0 | 0.03 | 0 | 0
| 513 | 0.77778 | 3.228 | 127 | 21.7 | 122.6726 | 29.6375 | 0.98377 | 2.4136 | -1.6359 | 0 | 12 | 20% | 0 | 0 | 0 | 0 | 0 | 0 | 0
| 514 | 1.0444 | 3.228 | 202 | 22.1 | 195.117 | 34.725 | 0.96596 | 3.7695 | -2.7251 | 0 | 13.5519 | 22.59% | 1 | 1 | 0.8 | 0 | 0 | 0 | 0
| 515 | 1.0444 | 3.228 | 392 | 23 | 378.6429 | 47.5 | 0.92125 | 6.9765 | -5.9321 | 0 | 16.1371 | 26.9% | 1 | 0 | 0 | 0 | 0 | 0 | 0
| 516 | 1.6 | 3.228 | 568 | 23.9 | 548.6459 | 59.4 | 0.8796 | 9.6518 | -8.0518 | 0 | 21.7648 | 36.27% | 1 | 0 | 0 | 0 | 0 | 0 | 0
| 517 | 1.3778 | 3.228 | 683 | 24.8 | 659.7273 | 67.4875 | 0.85129 | 11.2324 | -9.8547 | 0 | 29.4034 | 49.01% | 1 | 0 | 0 | 0 | 0 | 0 | 0
| 518 | 1.1111 | 3.228 | 710 | 25.7 | 685.8073 | 70.075 | 0.84224 | 11.5523 | -10.4411 | 0 | 38.7523 | 64.59% | 1 | 0 | 0 | 0 | 0 | 0 | 0
| 519 | 1.1111 | 3.228 | 638 | 26.6 | 616.2607 | 66.475 | 0.85484 | 10.5361 | -9.4249 | 0 | 48.6576 | 81.1% | 1 | 0 | 0 | 0 | 0 | 0 | 0
| 520 | 1 | 3.228 | 476 | 27.5 | 459.7807 | 57.25 | 0.88712 | 8.1577 | -7.1577 | 0 | 57.5989 | 96% | 1 | 0 | 0 | 4.63 | 0 | 0 | 0
| 521 | 0.44444 | 3.228 | 243 | 26.3 | 234.72 | 41.4875 | 0.94229 | 4.4235 | -3.9791 | 0 | 60 | 100% | 1 | 0 | 0 | 3.98 | 0 | 0 | 0
| 522 | 0.44444 | 3.228 | 49 | 25.2 | 47.3304 | 28.2625 | 0.98858 | 0.9358 | -0.49135 | 0 | 60 | 100% | 0 | 0 | 0 | 0.49 | 0 | 0 | 0
| 523 | 7.7444 | 7.7444 | 0 | 24 | 0 | 24 | 1.0035 | 0 | 7.7444 | 12 | 60 | 100% | 0 | 0 | 0 | 0 | 0 | 0 | 0
| 524 | 8.9667 | 8.9667 | 0 | 22.9 | 0 | 22.9 | 1.0073 | 0 | 8.9667 | 11 | 51.8366 | 86.39% | 0 | 0 | 0 | 0 | 0 | 0 | 0
| 525 | 8.9667 | 8.9667 | 0 | 21.8 | 0 | 21.8 | 1.0112 | 0 | 8.9667 | 10 | 42.3849 | 70.64% | 0 | 0 | 0 | 0 | 0 | 0 | 0
| 526 | 8.9667 | 8.9667 | 0 | 20.7 | 0 | 20.7 | 1.0151 | 0 | 8.9667 | 9 | 32.9332 | 54.89% | 0 | 0 | 0 | 0 | 0 | 0 | 0
| 527 | 7.3 | 7.3 | 0 | 20 | 0 | 20 | 1.0175 | 0 | 7.3 | 8 | 23.4815 | 39.14% | 0 | 0 | 0 | 0 | 0 | 0 | 0
| 528 | 1.6889 | 3.228 | 0 | 19.4 | 0 | 19.4 | 1.0196 | 0 | 1.6889 | 7 | 15.7867 | 26.31% | 0 | 0 | 0 | 0 | 0 | 0 | 0
| 529 | 1.1333 | 3.228 | 0 | 18.7 | 0 | 18.7 | 1.022 | 0 | 1.1333 | 6 | 14.0064 | 23.34% | 0 | 0 | 0 | 0 | 0 | 0 | 0
| 530 | 1.1333 | 3.228 | 0 | 18.3 | 0 | 18.3 | 1.0234 | 0 | 1.1333 | 5 | 12.8118 | 21.35% | 0 | 0 | 0 | 0 | 0.36 | 0 | 0
| 531 | 0.022222 | 3.228 | 0 | 18 | 0 | 18 | 1.0245 | 0 | 0.022222 | 4 | 12 | 20% | 0 | 0 | 0 | 0 | 0.02 | 0 | 0
| 532 | 0.022222 | 3.228 | 0 | 17.6 | 0 | 17.6 | 1.0259 | 0 | 0.022222 | 3 | 12 | 20% | 0 | 0 | 0 | 0 | 0.02 | 0 | 0
| 533 | 0.022222 | 3.228 | 0 | 17.2 | 0 | 17.2 | 1.0273 | 0 | 0.022222 | 2 | 12 | 20% | 0 | 0 | 0 | 0 | 0.02 | 0 | 0
| 534 | 0.022222 | 3.228 | 0 | 16.9 | 0 | 16.9 | 1.0284 | 0 | 0.022222 | 1 | 12 | 20% | 0 | 0 | 0 | 0 | 0.02 | 0 | 0
| 535 | 0.022222 | 3.228 | 1 | 16.5 | 0.96593 | 16.5625 | 1.0295 | 0.019889 | 0.0023332 | 0 | 12 | 20% | 0 | 0 | 0 | 0 | 0 | 0 | 0
| 536 | 0.66667 | 3.228 | 60 | 18.3 | 57.9555 | 22.05 | 1.0103 | 1.1711 | -0.50441 | 0 | 12 | 20% | 0 | 0 | 0 | 0 | 0 | 0 | 0
| 537 | 0.77778 | 3.228 | 263 | 20 | 254.0385 | 36.4375 | 0.95997 | 4.8774 | -4.0996 | 0 | 12.4785 | 20.8% | 1 | 1 | 0.8 | 0 | 0 | 0 | 0
| 538 | 1.0444 | 3.228 | 489 | 21.8 | 472.3377 | 52.3625 | 0.90423 | 8.5421 | -7.4976 | 0 | 16.3678 | 27.28% | 1 | 0 | 0 | 0 | 0 | 0 | 0
| 539 | 1.0444 | 3.228 | 674 | 23.5 | 651.034 | 65.625 | 0.85781 | 11.1693 | -10.1249 | 0 | 23.4806 | 39.13% | 1 | 0 | 0 | 0 | 0 | 0 | 0
| 540 | 1.6 | 3.228 | 791 | 25.1 | 764.0473 | 74.5375 | 0.82662 | 12.6315 | -11.0315 | 0 | 33.0859 | 55.14% | 1 | 0 | 0 | 0.27 | 0 | 0 | 0
| 541 | 1.3778 | 3.228 | 830 | 26.8 | 801.7184 | 78.675 | 0.81214 | 13.0221 | -11.6443 | 0 | 43.2937 | 72.16% | 1 | 0 | 0 | 0.88 | 0 | 0 | 0
| 542 | 1.1111 | 3.228 | 796 | 27.2 | 768.877 | 76.95 | 0.81817 | 12.5815 | -11.4704 | 0 | 53.5016 | 89.17% | 1 | 0 | 0 | 4.62 | 0 | 0 | 0
| 543 | 1.1111 | 3.228 | 679 | 27.5 | 655.8636 | 69.9375 | 0.84272 | 11.0542 | -9.9431 | 0 | 60 | 100% | 1 | 0 | 0 | 9.94 | 0 | 0 | 0
| 544 | 1 | 3.228 | 492 | 27.9 | 475.2355 | 58.65 | 0.88223 | 8.3853 | -7.3853 | 0 | 60 | 100% | 0 | 0 | 0 | 7.39 | 0 | 0 | 0
| 545 | 0.44444 | 3.228 | 259 | 26.9 | 250.1748 | 43.0875 | 0.93669 | 4.6867 | -4.2423 | 0 | 60 | 100% | 0 | 0 | 0 | 4.24 | 0 | 0 | 0
| 546 | 0.44444 | 3.228 | 55 | 26 | 53.1259 | 29.4375 | 0.98447 | 1.046 | -0.60157 | 0 | 60 | 100% | 0 | 0 | 0 | 0.6 | 0 | 0 | 0
| 547 | 7.7444 | 7.7444 | 1 | 25 | 0.96593 | 25.0625 | 0.99978 | 0.019314 | 7.7251 | 12 | 60 | 100% | 0 | 0 | 0 | 0 | 0 | 0 | 0
| 548 | 8.9667 | 8.9667 | 0 | 23.6 | 0 | 23.6 | 1.0049 | 0 | 8.9667 | 11 | 51.857 | 86.43% | 0 | 0 | 0 | 0 | 0 | 0 | 0
| 549 | 8.9667 | 8.9667 | 0 | 22.1 | 0 | 22.1 | 1.0102 | 0 | 8.9667 | 10 | 42.4053 | 70.68% | 0 | 0 | 0 | 0 | 0 | 0 | 0
| 550 | 8.9667 | 8.9667 | 0 | 20.7 | 0 | 20.7 | 1.0151 | 0 | 8.9667 | 9 | 32.9536 | 54.92% | 0 | 0 | 0 | 0 | 0 | 0 | 0
| 551 | 7.3 | 7.3 | 0 | 19.9 | 0 | 19.9 | 1.0178 | 0 | 7.3 | 8 | 23.5019 | 39.17% | 0 | 0 | 0 | 0 | 0 | 0 | 0
| 552 | 1.6889 | 3.228 | 0 | 19 | 0 | 19 | 1.021 | 0 | 1.6889 | 7 | 15.807 | 26.35% | 0 | 0 | 0 | 0 | 0 | 0 | 0
| 553 | 1.1333 | 3.228 | 0 | 18.2 | 0 | 18.2 | 1.0238 | 0 | 1.1333 | 6 | 14.0268 | 23.38% | 0 | 0 | 0 | 0 | 0 | 0 | 0
| 554 | 1.1333 | 3.228 | 0 | 17.9 | 0 | 17.9 | 1.0249 | 0 | 1.1333 | 5 | 12.8321 | 21.39% | 0 | 0 | 0 | 0 | 0.34 | 0 | 0
| 555 | 0.022222 | 3.228 | 0 | 17.6 | 0 | 17.6 | 1.0259 | 0 | 0.022222 | 4 | 12 | 20% | 0 | 0 | 0 | 0 | 0.02 | 0 | 0
| 556 | 0.022222 | 3.228 | 0 | 17.3 | 0 | 17.3 | 1.027 | 0 | 0.022222 | 3 | 12 | 20% | 0 | 0 | 0 | 0 | 0.02 | 0 | 0
| 557 | 0.022222 | 3.228 | 0 | 17 | 0 | 17 | 1.028 | 0 | 0.022222 | 2 | 12 | 20% | 0 | 0 | 0 | 0 | 0.02 | 0 | 0
| 558 | 0.022222 | 3.228 | 0 | 16.6 | 0 | 16.6 | 1.0294 | 0 | 0.022222 | 1 | 12 | 20% | 0 | 0 | 0 | 0 | 0.02 | 0 | 0
| 559 | 0.022222 | 3.228 | 1 | 16.3 | 0.96593 | 16.3625 | 1.0302 | 0.019903 | 0.0023197 | 0 | 12 | 20% | 0 | 0 | 0 | 0 | 0 | 0 | 0
| 560 | 0.66667 | 3.228 | 58 | 18.2 | 56.0237 | 21.825 | 1.0111 | 1.1329 | -0.46626 | 0 | 12 | 20% | 0 | 0 | 0 | 0 | 0 | 0 | 0
| 561 | 0.77778 | 3.228 | 251 | 20.1 | 242.4474 | 35.7875 | 0.96224 | 4.6659 | -3.8881 | 0 | 12.4423 | 20.74% | 1 | 1 | 0.8 | 0 | 0 | 0 | 0
| 562 | 1.0444 | 3.228 | 468 | 22 | 452.0533 | 51.25 | 0.90812 | 8.2104 | -7.166 | 0 | 16.1309 | 26.88% | 1 | 0 | 0 | 0 | 0 | 0 | 0
| 563 | 1.0444 | 3.228 | 630 | 23.7 | 608.5333 | 63.075 | 0.86674 | 10.5488 | -9.5043 | 0 | 22.9291 | 38.22% | 1 | 0 | 0 | 0 | 0 | 0 | 0
| 564 | 1.6 | 3.228 | 719 | 25.5 | 694.5007 | 70.4375 | 0.84097 | 11.6811 | -10.0811 | 0 | 31.9457 | 53.24% | 1 | 0 | 0 | 0 | 0 | 0 | 0
| 565 | 1.3778 | 3.228 | 731 | 27.2 | 706.0918 | 72.8875 | 0.83239 | 11.7549 | -10.3771 | 0 | 41.5095 | 69.18% | 1 | 0 | 0 | 0 | 0 | 0 | 0
| 566 | 1.1111 | 3.228 | 668 | 27.6 | 645.2385 | 69.35 | 0.84478 | 10.9016 | -9.7905 | 0 | 51.3541 | 85.59% | 1 | 0 | 0 | 0.68 | 0 | 0 | 0
| 567 | 1.1111 | 3.228 | 541 | 28.1 | 522.5659 | 61.9125 | 0.87081 | 9.1011 | -7.99 | 0 | 60 | 100% | 1 | 0 | 0 | 7.99 | 0 | 0 | 0
| 568 | 1 | 3.228 | 370 | 28.5 | 357.3926 | 51.625 | 0.90681 | 6.4818 | -5.4818 | 0 | 60 | 100% | 0 | 0 | 0 | 5.48 | 0 | 0 | 0
| 569 | 0.44444 | 3.228 | 184 | 27.1 | 177.7304 | 38.6 | 0.9524 | 3.3854 | -2.941 | 0 | 60 | 100% | 0 | 0 | 0 | 2.94 | 0 | 0 | 0
| 570 | 0.44444 | 3.228 | 37 | 25.6 | 35.7393 | 27.9125 | 0.98981 | 0.7075 | -0.26305 | 0 | 60 | 100% | 0 | 0 | 0 | 0.26 | 0 | 0 | 0
| 571 | 7.7444 | 7.7444 | 0 | 24.2 | 0 | 24.2 | 1.0028 | 0 | 7.7444 | 12 | 60 | 100% | 0 | 0 | 0 | 0 | 0 | 0 | 0
| 572 | 8.9667 | 8.9667 | 0 | 22.8 | 0 | 22.8 | 1.0077 | 0 | 8.9667 | 11 | 51.8366 | 86.39% | 0 | 0 | 0 | 0 | 0 | 0 | 0
| 573 | 8.9667 | 8.9667 | 0 | 21.3 | 0 | 21.3 | 1.013 | 0 | 8.9667 | 10 | 42.3849 | 70.64% | 0 | 0 | 0 | 0 | 0 | 0 | 0
| 574 | 8.9667 | 8.9667 | 0 | 19.9 | 0 | 19.9 | 1.0178 | 0 | 8.9667 | 9 | 32.9332 | 54.89% | 0 | 0 | 0 | 0 | 0 | 0 | 0
| 575 | 7.3 | 7.3 | 0 | 19.4 | 0 | 19.4 | 1.0196 | 0 | 7.3 | 8 | 23.4815 | 39.14% | 0 | 0 | 0 | 0 | 0 | 0 | 0
| 576 | 1.6889 | 3.228 | 0 | 18.9 | 0 | 18.9 | 1.0213 | 0 | 1.6889 | 7 | 15.7867 | 26.31% | 0 | 0 | 0 | 0 | 0 | 0 | 0
| 577 | 1.1333 | 3.228 | 0 | 18.4 | 0 | 18.4 | 1.0231 | 0 | 1.1333 | 6 | 14.0064 | 23.34% | 0 | 0 | 0 | 0 | 0 | 0 | 0
| 578 | 1.1333 | 3.228 | 0 | 17.9 | 0 | 17.9 | 1.0249 | 0 | 1.1333 | 5 | 12.8118 | 21.35% | 0 | 0 | 0 | 0 | 0.36 | 0 | 0
| 579 | 0.022222 | 3.228 | 0 | 17.5 | 0 | 17.5 | 1.0263 | 0 | 0.022222 | 4 | 12 | 20% | 0 | 0 | 0 | 0 | 0.02 | 0 | 0
| 580 | 0.022222 | 3.228 | 0 | 17 | 0 | 17 | 1.028 | 0 | 0.022222 | 3 | 12 | 20% | 0 | 0 | 0 | 0 | 0.02 | 0 | 0
| 581 | 0.022222 | 3.228 | 0 | 16.3 | 0 | 16.3 | 1.0305 | 0 | 0.022222 | 2 | 12 | 20% | 0 | 0 | 0 | 0 | 0.02 | 0 | 0
| 582 | 0.022222 | 3.228 | 0 | 15.7 | 0 | 15.7 | 1.0326 | 0 | 0.022222 | 1 | 12 | 20% | 0 | 0 | 0 | 0 | 0.02 | 0 | 0
| 583 | 0.022222 | 3.228 | 1 | 15 | 0.96593 | 15.0625 | 1.0348 | 0.01999 | 0.0022318 | 0 | 12 | 20% | 0 | 0 | 0 | 0 | 0 | 0 | 0
| 584 | 0.66667 | 3.228 | 51 | 16.7 | 49.2622 | 19.8875 | 1.0179 | 1.0029 | -0.33621 | 0 | 12 | 20% | 0 | 0 | 0 | 0 | 0 | 0 | 0
| 585 | 0.77778 | 3.228 | 240 | 18.4 | 231.8222 | 33.4 | 0.9706 | 4.5001 | -3.7224 | 0 | 12.319 | 20.53% | 1 | 1 | 0.8 | 0 | 0 | 0 | 0
| 586 | 1.0444 | 3.228 | 470 | 20.1 | 453.9851 | 49.475 | 0.91434 | 8.3019 | -7.2575 | 0 | 15.8503 | 26.42% | 1 | 0 | 0 | 0 | 0 | 0 | 0
| 587 | 1.0444 | 3.228 | 647 | 22.3 | 624.954 | 62.7375 | 0.86792 | 10.8482 | -9.8037 | 0 | 22.7353 | 37.89% | 1 | 0 | 0 | 0 | 0 | 0 | 0
| 588 | 1.6 | 3.228 | 760 | 24.6 | 734.1036 | 72.1 | 0.83515 | 12.2617 | -10.6617 | 0 | 32.036 | 53.39% | 1 | 0 | 0 | 0 | 0 | 0 | 0
| 589 | 1.3778 | 3.228 | 797 | 26.8 | 769.8429 | 76.6125 | 0.81936 | 12.6155 | -11.2377 | 0 | 42.1506 | 70.25% | 1 | 0 | 0 | 0.48 | 0 | 0 | 0
| 590 | 1.1111 | 3.228 | 758 | 26.5 | 732.1718 | 73.875 | 0.82894 | 12.1385 | -11.0274 | 0 | 52.3584 | 87.26% | 1 | 0 | 0 | 2.97 | 0 | 0 | 0
| 591 | 1.1111 | 3.228 | 643 | 26.2 | 621.0903 | 66.3875 | 0.85514 | 10.6224 | -9.5113 | 0 | 60 | 100% | 1 | 0 | 0 | 9.51 | 0 | 0 | 0
| 592 | 1 | 3.228 | 465 | 25.9 | 449.1555 | 54.9625 | 0.89513 | 8.0411 | -7.0411 | 0 | 60 | 100% | 0 | 0 | 0 | 7.04 | 0 | 0 | 0
| 593 | 0.44444 | 3.228 | 247 | 25.6 | 238.5837 | 41.0375 | 0.94387 | 4.5038 | -4.0594 | 0 | 60 | 100% | 0 | 0 | 0 | 4.06 | 0 | 0 | 0
| 594 | 0.44444 | 3.228 | 54 | 25.3 | 52.16 | 28.675 | 0.98714 | 1.0298 | -0.58534 | 0 | 60 | 100% | 0 | 0 | 0 | 0.59 | 0 | 0 | 0
| 595 | 7.7444 | 7.7444 | 1 | 25 | 0.96593 | 25.0625 | 0.99978 | 0.019314 | 7.7251 | 12 | 60 | 100% | 0 | 0 | 0 | 0 | 0 | 0 | 0
| 596 | 8.9667 | 8.9667 | 0 | 23.7 | 0 | 23.7 | 1.0046 | 0 | 8.9667 | 11 | 51.857 | 86.43% | 0 | 0 | 0 | 0 | 0 | 0 | 0
| 597 | 8.9667 | 8.9667 | 0 | 22.3 | 0 | 22.3 | 1.0094 | 0 | 8.9667 | 10 | 42.4053 | 70.68% | 0 | 0 | 0 | 0 | 0 | 0 | 0
| 598 | 8.9667 | 8.9667 | 0 | 21 | 0 | 21 | 1.014 | 0 | 8.9667 | 9 | 32.9536 | 54.92% | 0 | 0 | 0 | 0 | 0 | 0 | 0
| 599 | 7.3 | 7.3 | 0 | 20.4 | 0 | 20.4 | 1.0161 | 0 | 7.3 | 8 | 23.5019 | 39.17% | 0 | 0 | 0 | 0 | 0 | 0 | 0
| 600 | 1.6889 | 3.228 | 0 | 19.7 | 0 | 19.7 | 1.0186 | 0 | 1.6889 | 7 | 15.807 | 26.35% | 0 | 0 | 0 | 0 | 0 | 0 | 0
| 601 | 1.1333 | 3.228 | 0 | 19.1 | 0 | 19.1 | 1.0207 | 0 | 1.1333 | 6 | 14.0268 | 23.38% | 0 | 0 | 0 | 0 | 0 | 0 | 0
| 602 | 1.1333 | 3.228 | 0 | 18.7 | 0 | 18.7 | 1.022 | 0 | 1.1333 | 5 | 12.8321 | 21.39% | 0 | 0 | 0 | 0 | 0.34 | 0 | 0
| 603 | 0.022222 | 3.228 | 0 | 18.3 | 0 | 18.3 | 1.0234 | 0 | 0.022222 | 4 | 12 | 20% | 0 | 0 | 0 | 0 | 0.02 | 0 | 0
| 604 | 0.022222 | 3.228 | 0 | 17.9 | 0 | 17.9 | 1.0249 | 0 | 0.022222 | 3 | 12 | 20% | 0 | 0 | 0 | 0 | 0.02 | 0 | 0
| 605 | 0.022222 | 3.228 | 0 | 17 | 0 | 17 | 1.028 | 0 | 0.022222 | 2 | 12 | 20% | 0 | 0 | 0 | 0 | 0.02 | 0 | 0
| 606 | 0.022222 | 3.228 | 0 | 16.2 | 0 | 16.2 | 1.0308 | 0 | 0.022222 | 1 | 12 | 20% | 0 | 0 | 0 | 0 | 0.02 | 0 | 0
| 607 | 0.022222 | 3.228 | 1 | 15.3 | 0.96593 | 15.3625 | 1.0337 | 0.01997 | 0.0022521 | 0 | 12 | 20% | 0 | 0 | 0 | 0 | 0 | 0 | 0
| 608 | 0.66667 | 3.228 | 51 | 17.6 | 49.2622 | 20.7875 | 1.0147 | 0.99977 | -0.3331 | 0 | 12 | 20% | 0 | 0 | 0 | 0 | 0 | 0 | 0
| 609 | 0.77778 | 3.228 | 240 | 19.9 | 231.8222 | 34.9 | 0.96535 | 4.4758 | -3.698 | 0 | 12.316 | 20.53% | 1 | 1 | 0.8 | 0 | 0 | 0 | 0
| 610 | 1.0444 | 3.228 | 470 | 22.2 | 453.9851 | 51.575 | 0.90699 | 8.2352 | -7.1907 | 0 | 15.8243 | 26.37% | 1 | 0 | 0 | 0 | 0 | 0 | 0
| 611 | 1.0444 | 3.228 | 660 | 24.4 | 637.511 | 65.65 | 0.85772 | 10.9362 | -9.8917 | 0 | 22.646 | 37.74% | 1 | 0 | 0 | 0 | 0 | 0 | 0
| 612 | 1.6 | 3.228 | 787 | 26.6 | 760.1836 | 75.7875 | 0.82224 | 12.5011 | -10.9011 | 0 | 32.0301 | 53.38% | 1 | 0 | 0 | 0.14 | 0 | 0 | 0
| 613 | 1.3778 | 3.228 | 836 | 28.8 | 807.514 | 81.05 | 0.80383 | 12.982 | -11.6042 | 0 | 42.2379 | 70.4% | 1 | 0 | 0 | 0.84 | 0 | 0 | 0
| 614 | 1.1111 | 3.228 | 785 | 29.3 | 758.2518 | 78.3625 | 0.81323 | 12.3327 | -11.2216 | 0 | 52.4458 | 87.41% | 1 | 0 | 0 | 3.26 | 0 | 0 | 0
| 615 | 1.1111 | 3.228 | 656 | 29.8 | 633.6473 | 70.8 | 0.8397 | 10.6415 | -9.5304 | 0 | 60 | 100% | 1 | 0 | 0 | 9.53 | 0 | 0 | 0
| 616 | 1 | 3.228 | 465 | 30.3 | 449.1555 | 59.3625 | 0.87973 | 7.9027 | -6.9027 | 0 | 60 | 100% | 0 | 0 | 0 | 6.9 | 0 | 0 | 0
| 617 | 0.44444 | 3.228 | 243 | 29 | 234.72 | 44.1875 | 0.93284 | 4.3791 | -3.9347 | 0 | 60 | 100% | 0 | 0 | 0 | 3.93 | 0 | 0 | 0
| 618 | 0.44444 | 3.228 | 53 | 27.8 | 51.1941 | 31.1125 | 0.97861 | 1.002 | -0.55753 | 0 | 60 | 100% | 0 | 0 | 0 | 0.56 | 0 | 0 | 0
| 619 | 7.7444 | 7.7444 | 1 | 26.5 | 0.96593 | 26.5625 | 0.99453 | 0.019213 | 7.7252 | 12 | 60 | 100% | 0 | 0 | 0 | 0 | 0 | 0 | 0
| 620 | 8.9667 | 8.9667 | 0 | 25.7 | 0 | 25.7 | 0.99755 | 0 | 8.9667 | 11 | 51.8569 | 86.43% | 0 | 0 | 0 | 0 | 0 | 0 | 0
| 621 | 8.9667 | 8.9667 | 0 | 24.8 | 0 | 24.8 | 1.0007 | 0 | 8.9667 | 10 | 42.4052 | 70.68% | 0 | 0 | 0 | 0 | 0 | 0 | 0
| 622 | 8.9667 | 8.9667 | 0 | 24 | 0 | 24 | 1.0035 | 0 | 8.9667 | 9 | 32.9535 | 54.92% | 0 | 0 | 0 | 0 | 0 | 0 | 0
| 623 | 7.3 | 7.3 | 0 | 23.1 | 0 | 23.1 | 1.0067 | 0 | 7.3 | 8 | 23.5018 | 39.17% | 0 | 0 | 0 | 0 | 0 | 0 | 0
| 624 | 1.6889 | 3.228 | 0 | 22.3 | 0 | 22.3 | 1.0094 | 0 | 1.6889 | 7 | 15.8069 | 26.34% | 0 | 0 | 0 | 0 | 0 | 0 | 0
| 625 | 1.1333 | 3.228 | 0 | 21.4 | 0 | 21.4 | 1.0126 | 0 | 1.1333 | 6 | 14.0267 | 23.38% | 0 | 0 | 0 | 0 | 0 | 0 | 0
| 626 | 1.1333 | 3.228 | 0 | 20.6 | 0 | 20.6 | 1.0154 | 0 | 1.1333 | 5 | 12.832 | 21.39% | 0 | 0 | 0 | 0 | 0.34 | 0 | 0
| 627 | 0.022222 | 3.228 | 0 | 19.8 | 0 | 19.8 | 1.0182 | 0 | 0.022222 | 4 | 12 | 20% | 0 | 0 | 0 | 0 | 0.02 | 0 | 0
| 628 | 0.022222 | 3.228 | 0 | 19 | 0 | 19 | 1.021 | 0 | 0.022222 | 3 | 12 | 20% | 0 | 0 | 0 | 0 | 0.02 | 0 | 0
| 629 | 0.022222 | 3.228 | 0 | 18.5 | 0 | 18.5 | 1.0228 | 0 | 0.022222 | 2 | 12 | 20% | 0 | 0 | 0 | 0 | 0.02 | 0 | 0
| 630 | 0.022222 | 3.228 | 0 | 17.9 | 0 | 17.9 | 1.0249 | 0 | 0.022222 | 1 | 12 | 20% | 0 | 0 | 0 | 0 | 0.02 | 0 | 0
| 631 | 0.022222 | 3.228 | 1 | 17.4 | 0.96593 | 17.4625 | 1.0264 | 0.019828 | 0.0023941 | 0 | 12 | 20% | 0 | 0 | 0 | 0 | 0 | 0 | 0
| 632 | 0.66667 | 3.228 | 62 | 19.2 | 59.8874 | 23.075 | 1.0067 | 1.2058 | -0.53915 | 0 | 12 | 20% | 0 | 0 | 0 | 0 | 0 | 0 | 0
| 633 | 0.77778 | 3.228 | 271 | 21 | 261.7659 | 37.9375 | 0.95472 | 4.9983 | -4.2205 | 0 | 12.5115 | 20.85% | 1 | 1 | 0.8 | 0 | 0 | 0 | 0
| 634 | 1.0444 | 3.228 | 507 | 22.8 | 489.7244 | 54.4875 | 0.89679 | 8.7836 | -7.7392 | 0 | 16.5154 | 27.53% | 1 | 0 | 0 | 0 | 0 | 0 | 0
| 635 | 1.0444 | 3.228 | 697 | 24.9 | 673.2503 | 68.4625 | 0.84788 | 11.4167 | -10.3723 | 0 | 23.8574 | 39.76% | 1 | 0 | 0 | 0 | 0 | 0 | 0
| 636 | 1.6 | 3.228 | 819 | 27 | 791.0933 | 78.1875 | 0.81384 | 12.8765 | -11.2765 | 0 | 33.6974 | 56.16% | 1 | 0 | 0 | 0.52 | 0 | 0 | 0
| 637 | 1.3778 | 3.228 | 859 | 29.1 | 829.7303 | 82.7875 | 0.79774 | 13.2382 | -11.8605 | 0 | 43.9053 | 73.18% | 1 | 0 | 0 | 1.1 | 0 | 0 | 0
| 638 | 1.1111 | 3.228 | 817 | 29.5 | 789.1614 | 80.5625 | 0.80553 | 12.7139 | -11.6028 | 0 | 54.1131 | 90.19% | 1 | 0 | 0 | 5.4 | 0 | 0 | 0
| 639 | 1.1111 | 3.228 | 695 | 29.8 | 671.3184 | 73.2375 | 0.83117 | 11.1596 | -10.0485 | 0 | 60 | 100% | 1 | 0 | 0 | 10.05 | 0 | 0 | 0
| 640 | 1 | 3.228 | 504 | 30.2 | 486.8266 | 61.7 | 0.87155 | 8.4859 | -7.4859 | 0 | 60 | 100% | 0 | 0 | 0 | 7.49 | 0 | 0 | 0
| 641 | 0.44444 | 3.228 | 268 | 29.1 | 258.8681 | 45.85 | 0.92702 | 4.7995 | -4.3551 | 0 | 60 | 100% | 0 | 0 | 0 | 4.36 | 0 | 0 | 0
| 642 | 0.44444 | 3.228 | 60 | 28.1 | 57.9555 | 31.85 | 0.97603 | 1.1313 | -0.68688 | 0 | 60 | 100% | 0 | 0 | 0 | 0.69 | 0 | 0 | 0
| 643 | 7.7444 | 7.7444 | 1 | 27 | 0.96593 | 27.0625 | 0.99278 | 0.019179 | 7.7253 | 12 | 60 | 100% | 0 | 0 | 0 | 0 | 0 | 0 | 0
| 644 | 8.9667 | 8.9667 | 0 | 26.3 | 0 | 26.3 | 0.99545 | 0 | 8.9667 | 11 | 51.8569 | 86.43% | 0 | 0 | 0 | 0 | 0 | 0 | 0
| 645 | 8.9667 | 8.9667 | 0 | 25.7 | 0 | 25.7 | 0.99755 | 0 | 8.9667 | 10 | 42.4052 | 70.68% | 0 | 0 | 0 | 0 | 0 | 0 | 0
| 646 | 8.9667 | 8.9667 | 0 | 25 | 0 | 25 | 1 | 0 | 8.9667 | 9 | 32.9535 | 54.92% | 0 | 0 | 0 | 0 | 0 | 0 | 0
| 647 | 7.3 | 7.3 | 0 | 24.3 | 0 | 24.3 | 1.0025 | 0 | 7.3 | 8 | 23.5018 | 39.17% | 0 | 0 | 0 | 0 | 0 | 0 | 0
| 648 | 1.6889 | 3.228 | 0 | 23.5 | 0 | 23.5 | 1.0052 | 0 | 1.6889 | 7 | 15.8069 | 26.34% | 0 | 0 | 0 | 0 | 0 | 0 | 0
| 649 | 1.1333 | 3.228 | 0 | 22.8 | 0 | 22.8 | 1.0077 | 0 | 1.1333 | 6 | 14.0266 | 23.38% | 0 | 0 | 0 | 0 | 0 | 0 | 0
| 650 | 1.1333 | 3.228 | 0 | 21.9 | 0 | 21.9 | 1.0109 | 0 | 1.1333 | 5 | 12.832 | 21.39% | 0 | 0 | 0 | 0 | 0.34 | 0 | 0
| 651 | 0.022222 | 3.228 | 0 | 20.9 | 0 | 20.9 | 1.0144 | 0 | 0.022222 | 4 | 12 | 20% | 0 | 0 | 0 | 0 | 0.02 | 0 | 0
| 652 | 0.022222 | 3.228 | 0 | 20 | 0 | 20 | 1.0175 | 0 | 0.022222 | 3 | 12 | 20% | 0 | 0 | 0 | 0 | 0.02 | 0 | 0
| 653 | 0.022222 | 3.228 | 0 | 19.5 | 0 | 19.5 | 1.0192 | 0 | 0.022222 | 2 | 12 | 20% | 0 | 0 | 0 | 0 | 0.02 | 0 | 0
| 654 | 0.022222 | 3.228 | 0 | 19.1 | 0 | 19.1 | 1.0207 | 0 | 0.022222 | 1 | 12 | 20% | 0 | 0 | 0 | 0 | 0.02 | 0 | 0
| 655 | 0.022222 | 3.228 | 1 | 18.6 | 0.96593 | 18.6625 | 1.0222 | 0.019747 | 0.0024752 | 0 | 12 | 20% | 0 | 0 | 0 | 0 | 0 | 0 | 0
| 656 | 0.66667 | 3.228 | 57 | 20.8 | 55.0578 | 24.3625 | 1.0022 | 1.1036 | -0.43695 | 0 | 12 | 20% | 0 | 0 | 0 | 0 | 0 | 0 | 0
| 657 | 0.77778 | 3.228 | 241 | 23.1 | 232.7881 | 38.1625 | 0.95393 | 4.4413 | -3.6635 | 0 | 12.4145 | 20.69% | 1 | 1 | 0.8 | 0 | 0 | 0 | 0
| 658 | 1.0444 | 3.228 | 434 | 25.3 | 419.2118 | 52.425 | 0.90401 | 7.5795 | -6.535 | 0 | 15.89 | 26.48% | 1 | 0 | 0 | 0 | 0 | 0 | 0
| 659 | 1.0444 | 3.228 | 597 | 27.4 | 576.6577 | 64.7125 | 0.86101 | 9.9301 | -8.8857 | 0 | 22.0897 | 36.82% | 1 | 0 | 0 | 0 | 0 | 0 | 0
| 660 | 1.6 | 3.228 | 701 | 29.6 | 677.114 | 73.4125 | 0.83056 | 11.2476 | -9.6476 | 0 | 30.5194 | 50.87% | 1 | 0 | 0 | 0 | 0 | 0 | 0
| 661 | 1.3778 | 3.228 | 736 | 31.7 | 710.9214 | 77.7 | 0.81555 | 11.5958 | -10.2181 | 0 | 39.6719 | 66.12% | 1 | 0 | 0 | 0 | 0 | 0 | 0
| 662 | 1.1111 | 3.228 | 700 | 31.7 | 676.1481 | 75.45 | 0.82342 | 11.1351 | -10.024 | 0 | 49.3656 | 82.28% | 1 | 0 | 0 | 0 | 0 | 0 | 0
| 663 | 1.1111 | 3.228 | 596 | 31.7 | 575.6918 | 68.95 | 0.84618 | 9.7427 | -8.6316 | 0 | 58.8752 | 98.13% | 1 | 0 | 0 | 7.45 | 0 | 0 | 0
| 664 | 1 | 3.228 | 432 | 31.7 | 417.28 | 58.7 | 0.88205 | 7.3612 | -6.3612 | 0 | 60 | 100% | 1 | 0 | 0 | 6.36 | 0 | 0 | 0
| 665 | 0.44444 | 3.228 | 233 | 30.6 | 225.0607 | 45.1625 | 0.92943 | 4.1836 | -3.7391 | 0 | 60 | 100% | 0 | 0 | 0 | 3.74 | 0 | 0 | 0
| 666 | 0.44444 | 3.228 | 54 | 29.4 | 52.16 | 32.775 | 0.97279 | 1.0148 | -0.57037 | 0 | 60 | 100% | 0 | 0 | 0 | 0.57 | 0 | 0 | 0
| 667 | 7.7444 | 7.7444 | 1 | 28.3 | 0.96593 | 28.3625 | 0.98823 | 0.019091 | 7.7254 | 12 | 60 | 100% | 0 | 0 | 0 | 0 | 0 | 0 | 0
| 668 | 8.9667 | 8.9667 | 0 | 27.2 | 0 | 27.2 | 0.9923 | 0 | 8.9667 | 11 | 51.8568 | 86.43% | 0 | 0 | 0 | 0 | 0 | 0 | 0
| 669 | 8.9667 | 8.9667 | 0 | 26.1 | 0 | 26.1 | 0.99615 | 0 | 8.9667 | 10 | 42.4051 | 70.68% | 0 | 0 | 0 | 0 | 0 | 0 | 0
| 670 | 8.9667 | 8.9667 | 0 | 25 | 0 | 25 | 1 | 0 | 8.9667 | 9 | 32.9534 | 54.92% | 0 | 0 | 0 | 0 | 0 | 0 | 0
| 671 | 7.3 | 7.3 | 0 | 24.3 | 0 | 24.3 | 1.0025 | 0 | 7.3 | 8 | 23.5017 | 39.17% | 0 | 0 | 0 | 0 | 0 | 0 | 0
| 672 | 1.6889 | 3.228 | 0 | 23.7 | 0 | 23.7 | 1.0046 | 0 | 1.6889 | 7 | 15.8068 | 26.34% | 0 | 0 | 0 | 0 | 0 | 0 | 0
| 673 | 1.1333 | 3.228 | 0 | 23 | 0 | 23 | 1.007 | 0 | 1.1333 | 6 | 14.0266 | 23.38% | 0 | 0 | 0 | 0 | 0 | 0 | 0
| 674 | 1.1333 | 3.228 | 0 | 22.3 | 0 | 22.3 | 1.0094 | 0 | 1.1333 | 5 | 12.8319 | 21.39% | 0 | 0 | 0 | 0 | 0.34 | 0 | 0
| 675 | 0.022222 | 3.228 | 0 | 21.7 | 0 | 21.7 | 1.0115 | 0 | 0.022222 | 4 | 12 | 20% | 0 | 0 | 0 | 0 | 0.02 | 0 | 0
| 676 | 0.022222 | 3.228 | 0 | 21 | 0 | 21 | 1.014 | 0 | 0.022222 | 3 | 12 | 20% | 0 | 0 | 0 | 0 | 0.02 | 0 | 0
| 677 | 0.022222 | 3.228 | 0 | 20.6 | 0 | 20.6 | 1.0154 | 0 | 0.022222 | 2 | 12 | 20% | 0 | 0 | 0 | 0 | 0.02 | 0 | 0
| 678 | 0.022222 | 3.228 | 0 | 20.3 | 0 | 20.3 | 1.0165 | 0 | 0.022222 | 1 | 12 | 20% | 0 | 0 | 0 | 0 | 0.02 | 0 | 0
| 679 | 0.022222 | 3.228 | 1 | 19.9 | 0.96593 | 19.9625 | 1.0176 | 0.019659 | 0.0025631 | 0 | 12 | 20% | 0 | 0 | 0 | 0 | 0 | 0 | 0
| 680 | 0.66667 | 3.228 | 57 | 21.9 | 55.0578 | 25.4625 | 0.99838 | 1.0994 | -0.43271 | 0 | 12 | 20% | 0 | 0 | 0 | 0 | 0 | 0 | 0
| 681 | 0.77778 | 3.228 | 241 | 23.8 | 232.7881 | 38.8625 | 0.95148 | 4.4299 | -3.6521 | 0 | 12.4105 | 20.68% | 1 | 1 | 0.8 | 0 | 0 | 0 | 0
| 682 | 1.0444 | 3.228 | 433 | 25.8 | 418.2459 | 52.8625 | 0.90248 | 7.5492 | -6.5047 | 0 | 15.8752 | 26.46% | 1 | 0 | 0 | 0 | 0 | 0 | 0
| 683 | 1.0444 | 3.228 | 575 | 27.8 | 555.4074 | 63.7375 | 0.86442 | 9.6021 | -8.5576 | 0 | 22.0461 | 36.74% | 1 | 0 | 0 | 0 | 0 | 0 | 0
| 684 | 1.6 | 3.228 | 646 | 29.7 | 623.9881 | 70.075 | 0.84224 | 10.5109 | -8.9109 | 0 | 30.1646 | 50.27% | 1 | 0 | 0 | 0 | 0 | 0 | 0
| 685 | 1.3778 | 3.228 | 644 | 31.7 | 622.0562 | 71.95 | 0.83567 | 10.3967 | -9.019 | 0 | 38.6183 | 64.36% | 1 | 0 | 0 | 0 | 0 | 0 | 0
| 686 | 1.1111 | 3.228 | 646 | 32.1 | 623.9881 | 72.475 | 0.83384 | 10.4061 | -9.295 | 0 | 47.1744 | 78.62% | 1 | 0 | 0 | 0 | 0 | 0 | 0
| 687 | 1.1111 | 3.228 | 575 | 32.6 | 555.4074 | 68.5375 | 0.84762 | 9.4155 | -8.3044 | 0 | 55.9924 | 93.32% | 1 | 0 | 0 | 4.08 | 0 | 0 | 0
| 688 | 1 | 3.228 | 434 | 33 | 419.2118 | 60.125 | 0.87706 | 7.3535 | -6.3535 | 0 | 60 | 100% | 1 | 0 | 0 | 6.35 | 0 | 0 | 0
| 689 | 0.44444 | 3.228 | 226 | 32 | 218.2992 | 46.125 | 0.92606 | 4.0432 | -3.5987 | 0 | 60 | 100% | 0 | 0 | 0 | 3.6 | 0 | 0 | 0
| 690 | 0.44444 | 3.228 | 51 | 31 | 49.2622 | 34.1875 | 0.96784 | 0.95356 | -0.50912 | 0 | 60 | 100% | 0 | 0 | 0 | 0.51 | 0 | 0 | 0
| 691 | 7.7444 | 7.7444 | 1 | 28.6 | 0.96593 | 28.6625 | 0.98718 | 0.019071 | 7.7254 | 13 | 60 | 100% | 0 | 0 | 0 | 0 | 0 | 0 | 0
| 692 | 8.9667 | 8.9667 | 0 | 28 | 0 | 28 | 0.9895 | 0 | 8.9667 | 12 | 51.8567 | 86.43% | 0 | 0 | 0 | 0 | 0 | 0 | 0
| 693 | 8.9667 | 8.9667 | 0 | 27.4 | 0 | 27.4 | 0.9916 | 0 | 8.9667 | 11 | 42.405 | 70.68% | 0 | 0 | 0 | 0 | 0 | 0 | 0
| 694 | 8.9667 | 8.9667 | 0 | 26.8 | 0 | 26.8 | 0.9937 | 0 | 8.9667 | 10 | 32.9533 | 54.92% | 0 | 0 | 0 | 0 | 0 | 0 | 0
| 695 | 7.3 | 7.3 | 0 | 26.5 | 0 | 26.5 | 0.99475 | 0 | 7.3 | 9 | 23.5017 | 39.17% | 0 | 0 | 0 | 0 | 0 | 0 | 0
| 696 | 1.6889 | 3.228 | 0 | 26.1 | 0 | 26.1 | 0.99615 | 0 | 1.6889 | 8 | 15.8068 | 26.34% | 0 | 0 | 0 | 0 | 0 | 0 | 0
| 697 | 1.1333 | 3.228 | 0 | 25.8 | 0 | 25.8 | 0.9972 | 0 | 1.1333 | 7 | 14.0265 | 23.38% | 0 | 0 | 0 | 0 | 0 | 0 | 0
| 698 | 1.1333 | 3.228 | 0 | 24.9 | 0 | 24.9 | 1.0004 | 0 | 1.1333 | 6 | 12.8319 | 21.39% | 0 | 0 | 0 | 0 | 0.34 | 0 | 0
| 699 | 0.022222 | 3.228 | 0 | 23.9 | 0 | 23.9 | 1.0038 | 0 | 0.022222 | 5 | 12 | 20% | 0 | 0 | 0 | 0 | 0.02 | 0 | 0
| 700 | 0.022222 | 3.228 | 0 | 23 | 0 | 23 | 1.007 | 0 | 0.022222 | 4 | 12 | 20% | 0 | 0 | 0 | 0 | 0.02 | 0 | 0
| 701 | 0.022222 | 3.228 | 0 | 23.2 | 0 | 23.2 | 1.0063 | 0 | 0.022222 | 3 | 12 | 20% | 0 | 0 | 0 | 0 | 0.02 | 0 | 0
| 702 | 0.022222 | 3.228 | 0 | 23.3 | 0 | 23.3 | 1.0059 | 0 | 0.022222 | 2 | 12 | 20% | 0 | 0 | 0 | 0 | 0.02 | 0 | 0
| 703 | 0.022222 | 3.228 | 0 | 23.5 | 0 | 23.5 | 1.0052 | 0 | 0.022222 | 1 | 12 | 20% | 0 | 0 | 0 | 0 | 0.02 | 0 | 0
| 704 | 0.66667 | 3.228 | 30 | 24.5 | 28.9778 | 26.375 | 0.99519 | 0.57677 | 0.0899 | 0 | 12 | 20% | 0 | 0 | 0 | 0 | 0.09 | 0 | 0
| 705 | 0.77778 | 3.228 | 147 | 25.4 | 141.9911 | 34.5875 | 0.96644 | 2.7445 | -1.9668 | 0 | 12 | 20% | 0 | 0 | 0 | 0 | 0 | 0 | 0
| 706 | 1.0444 | 3.228 | 303 | 26.4 | 292.6755 | 45.3375 | 0.92882 | 5.4369 | -4.3924 | 0 | 13.8658 | 23.11% | 1 | 1 | 0.8 | 0 | 0 | 0 | 0
| 707 | 1.0444 | 3.228 | 575 | 28.6 | 555.4074 | 64.5375 | 0.86162 | 9.571 | -8.5265 | 0 | 18.0328 | 30.05% | 1 | 0 | 0 | 0 | 0 | 0 | 0
| 708 | 1.6 | 3.228 | 779 | 30.8 | 752.4562 | 79.4875 | 0.80929 | 12.1792 | -10.5792 | 0 | 26.1218 | 43.54% | 1 | 0 | 0 | 0 | 0 | 0 | 0
| 709 | 1.3778 | 3.228 | 865 | 33 | 835.5258 | 87.0625 | 0.78278 | 13.0807 | -11.7029 | 0 | 36.1581 | 60.26% | 1 | 0 | 0 | 0.94 | 0 | 0 | 0
| 710 | 1.1111 | 3.228 | 793 | 32.6 | 765.9792 | 82.1625 | 0.79993 | 12.2546 | -11.1435 | 0 | 46.3659 | 77.28% | 1 | 0 | 0 | 0.38 | 0 | 0 | 0
| 711 | 1.1111 | 3.228 | 619 | 32.3 | 597.9081 | 70.9875 | 0.83904 | 10.0334 | -8.9223 | 0 | 56.5738 | 94.29% | 1 | 0 | 0 | 5.31 | 0 | 0 | 0
| 712 | 1 | 3.228 | 381 | 31.9 | 368.0177 | 55.7125 | 0.89251 | 6.5692 | -5.5692 | 0 | 60 | 100% | 1 | 0 | 0 | 5.57 | 0 | 0 | 0
| 713 | 0.44444 | 3.228 | 218 | 30.7 | 210.5718 | 44.325 | 0.93236 | 3.9266 | -3.4821 | 0 | 60 | 100% | 0 | 0 | 0 | 3.48 | 0 | 0 | 0
| 714 | 0.44444 | 3.228 | 54 | 29.4 | 52.16 | 32.775 | 0.97279 | 1.0148 | -0.57037 | 0 | 60 | 100% | 0 | 0 | 0 | 0.57 | 0 | 0 | 0
| 715 | 7.7444 | 7.7444 | 1 | 28.2 | 0.96593 | 28.2625 | 0.98858 | 0.019098 | 7.7253 | 12 | 60 | 100% | 0 | 0 | 0 | 0 | 0 | 0 | 0
| 716 | 8.9667 | 8.9667 | 0 | 27.6 | 0 | 27.6 | 0.9909 | 0 | 8.9667 | 11 | 51.8568 | 86.43% | 0 | 0 | 0 | 0 | 0 | 0 | 0
| 717 | 8.9667 | 8.9667 | 0 | 26.9 | 0 | 26.9 | 0.99335 | 0 | 8.9667 | 10 | 42.4051 | 70.68% | 0 | 0 | 0 | 0 | 0 | 0 | 0
| 718 | 8.9667 | 8.9667 | 0 | 26.3 | 0 | 26.3 | 0.99545 | 0 | 8.9667 | 9 | 32.9534 | 54.92% | 0 | 0 | 0 | 0 | 0 | 0 | 0
| 719 | 7.3 | 7.3 | 0 | 26.2 | 0 | 26.2 | 0.9958 | 0 | 7.3 | 8 | 23.5017 | 39.17% | 0 | 0 | 0 | 0 | 0 | 0 | 0
| 720 | 1.6889 | 3.228 | 0 | 26.2 | 0 | 26.2 | 0.9958 | 0 | 1.6889 | 7 | 15.8068 | 26.34% | 0 | 0 | 0 | 0 | 0 | 0 | 0
| 721 | 1.1333 | 3.228 | 0 | 26.1 | 0 | 26.1 | 0.99615 | 0 | 1.1333 | 6 | 14.0266 | 23.38% | 0 | 0 | 0 | 0 | 0 | 0 | 0
| 722 | 1.1333 | 3.228 | 0 | 25.6 | 0 | 25.6 | 0.9979 | 0 | 1.1333 | 5 | 12.8319 | 21.39% | 0 | 0 | 0 | 0 | 0.34 | 0 | 0
| 723 | 0.022222 | 3.228 | 0 | 25.1 | 0 | 25.1 | 0.99965 | 0 | 0.022222 | 4 | 12 | 20% | 0 | 0 | 0 | 0 | 0.02 | 0 | 0
| 724 | 0.022222 | 3.228 | 0 | 24.6 | 0 | 24.6 | 1.0014 | 0 | 0.022222 | 3 | 12 | 20% | 0 | 0 | 0 | 0 | 0.02 | 0 | 0
| 725 | 0.022222 | 3.228 | 0 | 23.9 | 0 | 23.9 | 1.0038 | 0 | 0.022222 | 2 | 12 | 20% | 0 | 0 | 0 | 0 | 0.02 | 0 | 0
| 726 | 0.022222 | 3.228 | 0 | 23.3 | 0 | 23.3 | 1.0059 | 0 | 0.022222 | 1 | 12 | 20% | 0 | 0 | 0 | 0 | 0.02 | 0 | 0
| 727 | 0.022222 | 3.228 | 1 | 22.6 | 0.96593 | 22.6625 | 1.0082 | 0.019477 | 0.0027457 | 0 | 12 | 20% | 0 | 0 | 0 | 0 | 0 | 0 | 0
| 728 | 0.66667 | 3.228 | 59 | 24.2 | 56.9896 | 27.8875 | 0.98989 | 1.1283 | -0.46161 | 0 | 12 | 20% | 0 | 0 | 0 | 0 | 0 | 0 | 0
| 729 | 0.77778 | 3.228 | 268 | 25.9 | 258.8681 | 42.65 | 0.93822 | 4.8575 | -4.0798 | 0 | 12.4379 | 20.73% | 1 | 1 | 0.8 | 0 | 0 | 0 | 0
| 730 | 1.0444 | 3.228 | 510 | 27.5 | 492.6222 | 59.375 | 0.87969 | 8.6671 | -7.6226 | 0 | 16.3083 | 27.18% | 1 | 0 | 0 | 0 | 0 | 0 | 0
| 731 | 1.0444 | 3.228 | 685 | 29.2 | 661.6592 | 72.0125 | 0.83546 | 11.0557 | -10.0113 | 0 | 23.5398 | 39.23% | 1 | 0 | 0 | 0 | 0 | 0 | 0
| 732 | 1.6 | 3.228 | 767 | 30.9 | 740.8651 | 78.8375 | 0.81157 | 12.0253 | -10.4253 | 0 | 33.0373 | 55.06% | 1 | 0 | 0 | 0 | 0 | 0 | 0
| 733 | 1.3778 | 3.228 | 743 | 32.6 | 717.6829 | 79.0375 | 0.81087 | 11.6389 | -10.2612 | 0 | 42.9276 | 71.55% | 1 | 0 | 0 | 0 | 0 | 0 | 0
| 734 | 1.1111 | 3.228 | 752 | 32.8 | 726.3762 | 79.8 | 0.8082 | 11.7411 | -10.63 | 0 | 52.6622 | 87.77% | 1 | 0 | 0 | 2.9 | 0 | 0 | 0
| 735 | 1.1111 | 3.228 | 670 | 33 | 647.1703 | 74.875 | 0.82544 | 10.684 | -9.5729 | 0 | 60 | 100% | 1 | 0 | 0 | 9.57 | 0 | 0 | 0
| 736 | 1 | 3.228 | 503 | 33.2 | 485.8607 | 64.6375 | 0.86127 | 8.3691 | -7.3691 | 0 | 60 | 100% | 0 | 0 | 0 | 7.37 | 0 | 0 | 0
| 737 | 0.44444 | 3.228 | 270 | 31.8 | 260.8 | 48.675 | 0.91714 | 4.7838 | -4.3393 | 0 | 60 | 100% | 0 | 0 | 0 | 4.34 | 0 | 0 | 0
| 738 | 0.44444 | 3.228 | 64 | 30.4 | 61.8193 | 34.4 | 0.9671 | 1.1957 | -0.75126 | 0 | 60 | 100% | 0 | 0 | 0 | 0.75 | 0 | 0 | 0
| 739 | 7.7444 | 7.7444 | 1 | 28.9 | 0.96593 | 28.9625 | 0.98613 | 0.019051 | 7.7254 | 12 | 60 | 100% | 0 | 0 | 0 | 0 | 0 | 0 | 0
| 740 | 8.9667 | 8.9667 | 0 | 28.3 | 0 | 28.3 | 0.98845 | 0 | 8.9667 | 11 | 51.8567 | 86.43% | 0 | 0 | 0 | 0 | 0 | 0 | 0
| 741 | 8.9667 | 8.9667 | 0 | 27.7 | 0 | 27.7 | 0.99055 | 0 | 8.9667 | 10 | 42.405 | 70.68% | 0 | 0 | 0 | 0 | 0 | 0 | 0
| 742 | 8.9667 | 8.9667 | 0 | 27.2 | 0 | 27.2 | 0.9923 | 0 | 8.9667 | 9 | 32.9533 | 54.92% | 0 | 0 | 0 | 0 | 0 | 0 | 0
| 743 | 7.3 | 7.3 | 0 | 26.7 | 0 | 26.7 | 0.99405 | 0 | 7.3 | 8 | 23.5016 | 39.17% | 0 | 0 | 0 | 0 | 0 | 0 | 0
| 744 | 1.6889 | 3.228 | 0 | 26.2 | 0 | 26.2 | 0.9958 | 0 | 1.6889 | 7 | 15.8068 | 26.34% | 0 | 0 | 0 | 0 | 0 | 0 | 0
| 745 | 1.1333 | 3.228 | 0 | 25.6 | 0 | 25.6 | 0.9979 | 0 | 1.1333 | 6 | 14.0265 | 23.38% | 0 | 0 | 0 | 0 | 0 | 0 | 0
| 746 | 1.1333 | 3.228 | 0 | 25 | 0 | 25 | 1 | 0 | 1.1333 | 5 | 12.8319 | 21.39% | 0 | 0 | 0 | 0 | 0.34 | 0 | 0
| 747 | 0.022222 | 3.228 | 0 | 24.4 | 0 | 24.4 | 1.0021 | 0 | 0.022222 | 4 | 12 | 20% | 0 | 0 | 0 | 0 | 0.02 | 0 | 0
| 748 | 0.022222 | 3.228 | 0 | 23.8 | 0 | 23.8 | 1.0042 | 0 | 0.022222 | 3 | 12 | 20% | 0 | 0 | 0 | 0 | 0.02 | 0 | 0
| 749 | 0.022222 | 3.228 | 0 | 23.3 | 0 | 23.3 | 1.0059 | 0 | 0.022222 | 2 | 12 | 20% | 0 | 0 | 0 | 0 | 0.02 | 0 | 0
| 750 | 0.022222 | 3.228 | 0 | 22.9 | 0 | 22.9 | 1.0073 | 0 | 0.022222 | 1 | 12 | 20% | 0 | 0 | 0 | 0 | 0.02 | 0 | 0
| 751 | 0.022222 | 3.228 | 1 | 23 | 0.96593 | 23.0625 | 1.0068 | 0.01945 | 0.0027727 | 0 | 12 | 20% | 0 | 0 | 0 | 0 | 0 | 0 | 0
| 752 | 0.66667 | 3.228 | 60 | 24.7 | 57.9555 | 28.45 | 0.98793 | 1.1451 | -0.47845 | 0 | 12 | 20% | 0 | 0 | 0 | 0 | 0 | 0 | 0
| 753 | 0.77778 | 3.228 | 255 | 26.4 | 246.3111 | 42.3375 | 0.93932 | 4.6273 | -3.8495 | 0 | 12.4539 | 20.76% | 1 | 1 | 0.8 | 0 | 0 | 0 | 0
| 754 | 1.0444 | 3.228 | 468 | 28.1 | 452.0533 | 57.35 | 0.88677 | 8.0174 | -6.9729 | 0 | 16.1059 | 26.84% | 1 | 0 | 0 | 0 | 0 | 0 | 0
| 755 | 1.0444 | 3.228 | 617 | 29.5 | 595.9762 | 68.0625 | 0.84928 | 10.123 | -9.0786 | 0 | 22.721 | 37.87% | 1 | 0 | 0 | 0 | 0 | 0 | 0
| 756 | 1.6 | 3.228 | 678 | 30.9 | 654.8977 | 73.275 | 0.83104 | 10.8849 | -9.2849 | 0 | 31.3337 | 52.22% | 1 | 0 | 0 | 0 | 0 | 0 | 0
| 757 | 1.3778 | 3.228 | 648 | 32.3 | 625.9199 | 72.8 | 0.8327 | 10.4241 | -9.0463 | 0 | 40.1421 | 66.9% | 1 | 0 | 0 | 0 | 0 | 0 | 0
| 758 | 1.1111 | 3.228 | 707 | 32.2 | 682.9096 | 76.3875 | 0.82014 | 11.2017 | -10.0906 | 0 | 48.7242 | 81.21% | 1 | 0 | 0 | 0 | 0 | 0 | 0
| 759 | 1.1111 | 3.228 | 654 | 32.1 | 631.7155 | 72.975 | 0.83209 | 10.5129 | -9.4017 | 0 | 58.2969 | 97.16% | 1 | 0 | 0 | 7.61 | 0 | 0 | 0
| 760 | 1 | 3.228 | 499 | 32 | 481.997 | 63.1875 | 0.86634 | 8.3515 | -7.3515 | 0 | 60 | 100% | 1 | 0 | 0 | 7.35 | 0 | 0 | 0
| 761 | 0.44444 | 3.228 | 269 | 30.7 | 259.834 | 47.5125 | 0.92121 | 4.7872 | -4.3428 | 0 | 60 | 100% | 0 | 0 | 0 | 4.34 | 0 | 0 | 0
| 762 | 0.44444 | 3.228 | 64 | 29.3 | 61.8193 | 33.3 | 0.97095 | 1.2005 | -0.75602 | 0 | 60 | 100% | 0 | 0 | 0 | 0.76 | 0 | 0 | 0
| 763 | 7.7444 | 7.7444 | 1 | 28 | 0.96593 | 28.0625 | 0.98928 | 0.019111 | 7.7253 | 12 | 60 | 100% | 0 | 0 | 0 | 0 | 0 | 0 | 0
| 764 | 8.9667 | 8.9667 | 0 | 27.5 | 0 | 27.5 | 0.99125 | 0 | 8.9667 | 11 | 51.8568 | 86.43% | 0 | 0 | 0 | 0 | 0 | 0 | 0
| 765 | 8.9667 | 8.9667 | 0 | 27 | 0 | 27 | 0.993 | 0 | 8.9667 | 10 | 42.4051 | 70.68% | 0 | 0 | 0 | 0 | 0 | 0 | 0
| 766 | 8.9667 | 8.9667 | 0 | 26.5 | 0 | 26.5 | 0.99475 | 0 | 8.9667 | 9 | 32.9534 | 54.92% | 0 | 0 | 0 | 0 | 0 | 0 | 0
| 767 | 7.3 | 7.3 | 0 | 26.3 | 0 | 26.3 | 0.99545 | 0 | 7.3 | 8 | 23.5017 | 39.17% | 0 | 0 | 0 | 0 | 0 | 0 | 0
| 768 | 1.6889 | 3.228 | 0 | 26.2 | 0 | 26.2 | 0.9958 | 0 | 1.6889 | 7 | 15.8068 | 26.34% | 0 | 0 | 0 | 0 | 0 | 0 | 0
| 769 | 1.1333 | 3.228 | 0 | 26 | 0 | 26 | 0.9965 | 0 | 1.1333 | 6 | 14.0266 | 23.38% | 0 | 0 | 0 | 0 | 0 | 0 | 0
| 770 | 1.1333 | 3.228 | 0 | 25.7 | 0 | 25.7 | 0.99755 | 0 | 1.1333 | 5 | 12.8319 | 21.39% | 0 | 0 | 0 | 0 | 0.34 | 0 | 0
| 771 | 0.022222 | 3.228 | 0 | 25.4 | 0 | 25.4 | 0.9986 | 0 | 0.022222 | 4 | 12 | 20% | 0 | 0 | 0 | 0 | 0.02 | 0 | 0
| 772 | 0.022222 | 3.228 | 0 | 25.1 | 0 | 25.1 | 0.99965 | 0 | 0.022222 | 3 | 12 | 20% | 0 | 0 | 0 | 0 | 0.02 | 0 | 0
| 773 | 0.022222 | 3.228 | 0 | 24.6 | 0 | 24.6 | 1.0014 | 0 | 0.022222 | 2 | 12 | 20% | 0 | 0 | 0 | 0 | 0.02 | 0 | 0
| 774 | 0.022222 | 3.228 | 0 | 24 | 0 | 24 | 1.0035 | 0 | 0.022222 | 1 | 12 | 20% | 0 | 0 | 0 | 0 | 0.02 | 0 | 0
| 775 | 0.022222 | 3.228 | 1 | 23.5 | 0.96593 | 23.5625 | 1.005 | 0.019416 | 0.0028065 | 0 | 12 | 20% | 0 | 0 | 0 | 0 | 0 | 0 | 0
| 776 | 0.66667 | 3.228 | 53 | 25 | 51.1941 | 28.3125 | 0.98841 | 1.012 | -0.34534 | 0 | 12 | 20% | 0 | 0 | 0 | 0 | 0 | 0 | 0
| 777 | 0.77778 | 3.228 | 231 | 26.5 | 223.1289 | 40.9375 | 0.94422 | 4.2136 | -3.4359 | 0 | 12.3276 | 20.55% | 1 | 1 | 0.8 | 0 | 0 | 0 | 0
| 778 | 1.0444 | 3.228 | 433 | 28 | 418.2459 | 55.0625 | 0.89478 | 7.4848 | -6.4403 | 0 | 15.5872 | 25.98% | 1 | 0 | 0 | 0 | 0 | 0 | 0
| 779 | 1.0444 | 3.228 | 577 | 29.1 | 557.3392 | 65.1625 | 0.85943 | 9.5799 | -8.5355 | 0 | 21.697 | 36.16% | 1 | 0 | 0 | 0 | 0 | 0 | 0
| 780 | 1.6 | 3.228 | 651 | 30.3 | 628.8177 | 70.9875 | 0.83904 | 10.5521 | -8.9521 | 0 | 29.7944 | 49.66% | 1 | 0 | 0 | 0 | 0 | 0 | 0
| 781 | 1.3778 | 3.228 | 652 | 31.4 | 629.7836 | 72.15 | 0.83498 | 10.5171 | -9.1393 | 0 | 38.2872 | 63.81% | 1 | 0 | 0 | 0 | 0 | 0 | 0
| 782 | 1.1111 | 3.228 | 684 | 31.7 | 660.6933 | 74.45 | 0.82693 | 10.9269 | -9.8158 | 0 | 46.9575 | 78.26% | 1 | 0 | 0 | 0 | 0 | 0 | 0
| 783 | 1.1111 | 3.228 | 625 | 32 | 603.7036 | 71.0625 | 0.83878 | 10.1275 | -9.0164 | 0 | 56.2695 | 93.78% | 1 | 0 | 0 | 5.08 | 0 | 0 | 0
| 784 | 1 | 3.228 | 479 | 32.3 | 462.6785 | 62.2375 | 0.86967 | 8.0475 | -7.0475 | 0 | 60 | 100% | 1 | 0 | 0 | 7.05 | 0 | 0 | 0
| 785 | 0.44444 | 3.228 | 259 | 31 | 250.1748 | 47.1875 | 0.92234 | 4.6149 | -4.1705 | 0 | 60 | 100% | 0 | 0 | 0 | 4.17 | 0 | 0 | 0
| 786 | 0.44444 | 3.228 | 63 | 29.8 | 60.8533 | 33.7375 | 0.96942 | 1.1798 | -0.7354 | 0 | 60 | 100% | 0 | 0 | 0 | 0.74 | 0 | 0 | 0
| 787 | 7.7444 | 7.7444 | 1 | 28.5 | 0.96593 | 28.5625 | 0.98753 | 0.019078 | 7.7254 | 12 | 60 | 100% | 0 | 0 | 0 | 0 | 0 | 0 | 0
| 788 | 8.9667 | 8.9667 | 0 | 27.9 | 0 | 27.9 | 0.98985 | 0 | 8.9667 | 11 | 51.8567 | 86.43% | 0 | 0 | 0 | 0 | 0 | 0 | 0
| 789 | 8.9667 | 8.9667 | 0 | 27.4 | 0 | 27.4 | 0.9916 | 0 | 8.9667 | 10 | 42.4051 | 70.68% | 0 | 0 | 0 | 0 | 0 | 0 | 0
| 790 | 8.9667 | 8.9667 | 0 | 26.8 | 0 | 26.8 | 0.9937 | 0 | 8.9667 | 9 | 32.9534 | 54.92% | 0 | 0 | 0 | 0 | 0 | 0 | 0
| 791 | 7.3 | 7.3 | 0 | 26.5 | 0 | 26.5 | 0.99475 | 0 | 7.3 | 8 | 23.5017 | 39.17% | 0 | 0 | 0 | 0 | 0 | 0 | 0
| 792 | 1.6889 | 3.228 | 0 | 26.3 | 0 | 26.3 | 0.99545 | 0 | 1.6889 | 7 | 15.8068 | 26.34% | 0 | 0 | 0 | 0 | 0 | 0 | 0
| 793 | 1.1333 | 3.228 | 0 | 26 | 0 | 26 | 0.9965 | 0 | 1.1333 | 6 | 14.0265 | 23.38% | 0 | 0 | 0 | 0 | 0 | 0 | 0
| 794 | 1.1333 | 3.228 | 0 | 25.4 | 0 | 25.4 | 0.9986 | 0 | 1.1333 | 5 | 12.8319 | 21.39% | 0 | 0 | 0 | 0 | 0.34 | 0 | 0
| 795 | 0.022222 | 3.228 | 0 | 24.9 | 0 | 24.9 | 1.0004 | 0 | 0.022222 | 4 | 12 | 20% | 0 | 0 | 0 | 0 | 0.02 | 0 | 0
| 796 | 0.022222 | 3.228 | 0 | 24.3 | 0 | 24.3 | 1.0025 | 0 | 0.022222 | 3 | 12 | 20% | 0 | 0 | 0 | 0 | 0.02 | 0 | 0
| 797 | 0.022222 | 3.228 | 0 | 24 | 0 | 24 | 1.0035 | 0 | 0.022222 | 2 | 12 | 20% | 0 | 0 | 0 | 0 | 0.02 | 0 | 0
| 798 | 0.022222 | 3.228 | 0 | 23.7 | 0 | 23.7 | 1.0046 | 0 | 0.022222 | 1 | 12 | 20% | 0 | 0 | 0 | 0 | 0.02 | 0 | 0
| 799 | 0.022222 | 3.228 | 1 | 23.4 | 0.96593 | 23.4625 | 1.0054 | 0.019422 | 0.0027997 | 0 | 12 | 20% | 0 | 0 | 0 | 0 | 0 | 0 | 0
| 800 | 0.66667 | 3.228 | 50 | 25 | 48.2963 | 28.125 | 0.98906 | 0.95536 | -0.28869 | 0 | 12 | 20% | 0 | 0 | 0 | 0 | 0 | 0 | 0
| 801 | 0.77778 | 3.228 | 191 | 26.6 | 184.4918 | 38.5375 | 0.95262 | 3.515 | -2.7372 | 0 | 12.2739 | 20.46% | 1 | 1 | 0.8 | 0 | 0 | 0 | 0
| 802 | 1.0444 | 3.228 | 304 | 28.2 | 293.6415 | 47.2 | 0.9223 | 5.4165 | -4.3721 | 0 | 14.8706 | 24.78% | 1 | 0 | 0 | 0 | 0 | 0 | 0
| 803 | 1.0444 | 3.228 | 494 | 29.4 | 477.1674 | 60.275 | 0.87654 | 8.3651 | -7.3207 | 0 | 19.0183 | 31.7% | 1 | 0 | 0 | 0 | 0 | 0 | 0
| 804 | 1.6 | 3.228 | 652 | 30.6 | 629.7836 | 71.35 | 0.83778 | 10.5523 | -8.9523 | 0 | 25.9633 | 43.27% | 1 | 0 | 0 | 0 | 0 | 0 | 0
| 805 | 1.3778 | 3.228 | 747 | 31.8 | 721.5466 | 78.4875 | 0.81279 | 11.7294 | -10.3516 | 0 | 34.4563 | 57.43% | 1 | 0 | 0 | 0 | 0 | 0 | 0
| 806 | 1.1111 | 3.228 | 735 | 32.1 | 709.9555 | 78.0375 | 0.81437 | 11.5633 | -10.4522 | 0 | 44.2767 | 73.79% | 1 | 0 | 0 | 0 | 0 | 0 | 0
| 807 | 1.1111 | 3.228 | 645 | 32.3 | 623.0222 | 72.6125 | 0.83336 | 10.384 | -9.2729 | 0 | 54.1925 | 90.32% | 1 | 0 | 0 | 3.15 | 0 | 0 | 0
| 808 | 1 | 3.228 | 481 | 32.6 | 464.6103 | 62.6625 | 0.86818 | 8.0673 | -7.0673 | 0 | 60 | 100% | 1 | 0 | 0 | 7.07 | 0 | 0 | 0
| 809 | 0.44444 | 3.228 | 267 | 31.8 | 257.9022 | 48.4875 | 0.91779 | 4.734 | -4.2896 | 0 | 60 | 100% | 0 | 0 | 0 | 4.29 | 0 | 0 | 0
| 810 | 0.44444 | 3.228 | 66 | 31.1 | 63.7511 | 35.225 | 0.96421 | 1.2294 | -0.78495 | 0 | 60 | 100% | 0 | 0 | 0 | 0.78 | 0 | 0 | 0
| 811 | 7.7444 | 7.7444 | 2 | 30.3 | 1.9319 | 30.425 | 0.98101 | 0.037903 | 7.7065 | 12 | 60 | 100% | 0 | 0 | 0 | 0 | 0 | 0 | 0
| 812 | 8.9667 | 8.9667 | 0 | 29.1 | 0 | 29.1 | 0.98565 | 0 | 8.9667 | 11 | 51.8766 | 86.46% | 0 | 0 | 0 | 0 | 0 | 0 | 0
| 813 | 8.9667 | 8.9667 | 0 | 27.8 | 0 | 27.8 | 0.9902 | 0 | 8.9667 | 10 | 42.4249 | 70.71% | 0 | 0 | 0 | 0 | 0 | 0 | 0
| 814 | 8.9667 | 8.9667 | 0 | 26.6 | 0 | 26.6 | 0.9944 | 0 | 8.9667 | 9 | 32.9732 | 54.96% | 0 | 0 | 0 | 0 | 0 | 0 | 0
| 815 | 7.3 | 7.3 | 0 | 26.4 | 0 | 26.4 | 0.9951 | 0 | 7.3 | 8 | 23.5215 | 39.2% | 0 | 0 | 0 | 0 | 0 | 0 | 0
| 816 | 1.6889 | 3.228 | 0 | 26.3 | 0 | 26.3 | 0.99545 | 0 | 1.6889 | 7 | 15.8266 | 26.38% | 0 | 0 | 0 | 0 | 0 | 0 | 0
| 817 | 1.1333 | 3.228 | 0 | 26.1 | 0 | 26.1 | 0.99615 | 0 | 1.1333 | 6 | 14.0464 | 23.41% | 0 | 0 | 0 | 0 | 0 | 0 | 0
| 818 | 1.1333 | 3.228 | 0 | 25.4 | 0 | 25.4 | 0.9986 | 0 | 1.1333 | 5 | 12.8517 | 21.42% | 0 | 0 | 0 | 0 | 0.33 | 0 | 0
| 819 | 0.022222 | 3.228 | 0 | 24.7 | 0 | 24.7 | 1.001 | 0 | 0.022222 | 4 | 12 | 20% | 0 | 0 | 0 | 0 | 0.02 | 0 | 0
| 820 | 0.022222 | 3.228 | 0 | 24 | 0 | 24 | 1.0035 | 0 | 0.022222 | 3 | 12 | 20% | 0 | 0 | 0 | 0 | 0.02 | 0 | 0
| 821 | 0.022222 | 3.228 | 0 | 23.6 | 0 | 23.6 | 1.0049 | 0 | 0.022222 | 2 | 12 | 20% | 0 | 0 | 0 | 0 | 0.02 | 0 | 0
| 822 | 0.022222 | 3.228 | 0 | 23.2 | 0 | 23.2 | 1.0063 | 0 | 0.022222 | 1 | 12 | 20% | 0 | 0 | 0 | 0 | 0.02 | 0 | 0
| 823 | 0.022222 | 3.228 | 1 | 22.8 | 0.96593 | 22.8625 | 1.0075 | 0.019463 | 0.0027592 | 0 | 12 | 20% | 0 | 0 | 0 | 0 | 0 | 0 | 0
| 824 | 0.66667 | 3.228 | 62 | 24.7 | 59.8874 | 28.575 | 0.98749 | 1.1828 | -0.51609 | 0 | 12 | 20% | 0 | 0 | 0 | 0 | 0 | 0 | 0
| 825 | 0.77778 | 3.228 | 267 | 26.7 | 257.9022 | 43.3875 | 0.93564 | 4.8261 | -4.0483 | 0 | 12.4896 | 20.82% | 1 | 1 | 0.8 | 0 | 0 | 0 | 0
| 826 | 1.0444 | 3.228 | 498 | 28.6 | 481.0311 | 59.725 | 0.87846 | 8.4514 | -7.4069 | 0 | 16.3302 | 27.22% | 1 | 0 | 0 | 0 | 0 | 0 | 0
| 827 | 1.0444 | 3.228 | 696 | 30.1 | 672.2844 | 73.6 | 0.8299 | 11.1586 | -10.1141 | 0 | 23.357 | 38.93% | 1 | 0 | 0 | 0 | 0 | 0 | 0
| 828 | 1.6 | 3.228 | 829 | 31.5 | 800.7525 | 83.3125 | 0.79591 | 12.7465 | -11.1465 | 0 | 32.9521 | 54.92% | 1 | 0 | 0 | 0.39 | 0 | 0 | 0
| 829 | 1.3778 | 3.228 | 880 | 33 | 850.0147 | 88 | 0.7795 | 13.2517 | -11.874 | 0 | 43.1599 | 71.93% | 1 | 0 | 0 | 1.11 | 0 | 0 | 0
| 830 | 1.1111 | 3.228 | 839 | 33 | 810.4118 | 85.4375 | 0.78847 | 12.7797 | -11.6686 | 0 | 53.3678 | 88.95% | 1 | 0 | 0 | 4.68 | 0 | 0 | 0
| 831 | 1.1111 | 3.228 | 716 | 33 | 691.6029 | 77.75 | 0.81537 | 11.2783 | -10.1672 | 0 | 60 | 100% | 1 | 0 | 0 | 10.17 | 0 | 0 | 0
| 832 | 1 | 3.228 | 522 | 33 | 504.2133 | 65.625 | 0.85781 | 8.6504 | -7.6504 | 0 | 60 | 100% | 0 | 0 | 0 | 7.65 | 0 | 0 | 0
| 833 | 0.44444 | 3.228 | 283 | 32.1 | 273.357 | 49.7875 | 0.91324 | 4.9928 | -4.5484 | 0 | 60 | 100% | 0 | 0 | 0 | 4.55 | 0 | 0 | 0
| 834 | 0.44444 | 3.228 | 69 | 31.3 | 66.6489 | 35.6125 | 0.96286 | 1.2835 | -0.83902 | 0 | 60 | 100% | 0 | 0 | 0 | 0.84 | 0 | 0 | 0
| 835 | 7.7444 | 7.7444 | 2 | 30.4 | 1.9319 | 30.525 | 0.98066 | 0.03789 | 7.7066 | 12 | 60 | 100% | 0 | 0 | 0 | 0 | 0 | 0 | 0
| 836 | 8.9667 | 8.9667 | 0 | 29.7 | 0 | 29.7 | 0.98355 | 0 | 8.9667 | 11 | 51.8766 | 86.46% | 0 | 0 | 0 | 0 | 0 | 0 | 0
| 837 | 8.9667 | 8.9667 | 0 | 28.9 | 0 | 28.9 | 0.98635 | 0 | 8.9667 | 10 | 42.4249 | 70.71% | 0 | 0 | 0 | 0 | 0 | 0 | 0
| 838 | 8.9667 | 8.9667 | 0 | 28.2 | 0 | 28.2 | 0.9888 | 0 | 8.9667 | 9 | 32.9732 | 54.96% | 0 | 0 | 0 | 0 | 0 | 0 | 0
| 839 | 7.3 | 7.3 | 0 | 27.5 | 0 | 27.5 | 0.99125 | 0 | 7.3 | 8 | 23.5215 | 39.2% | 0 | 0 | 0 | 0 | 0 | 0 | 0
| 840 | 1.6889 | 3.228 | 0 | 26.7 | 0 | 26.7 | 0.99405 | 0 | 1.6889 | 7 | 15.8266 | 26.38% | 0 | 0 | 0 | 0 | 0 | 0 | 0
| 841 | 1.1333 | 3.228 | 0 | 26 | 0 | 26 | 0.9965 | 0 | 1.1333 | 6 | 14.0464 | 23.41% | 0 | 0 | 0 | 0 | 0 | 0 | 0
| 842 | 1.1333 | 3.228 | 0 | 25.8 | 0 | 25.8 | 0.9972 | 0 | 1.1333 | 5 | 12.8517 | 21.42% | 0 | 0 | 0 | 0 | 0.33 | 0 | 0
| 843 | 0.022222 | 3.228 | 0 | 25.6 | 0 | 25.6 | 0.9979 | 0 | 0.022222 | 4 | 12 | 20% | 0 | 0 | 0 | 0 | 0.02 | 0 | 0
| 844 | 0.022222 | 3.228 | 0 | 25.4 | 0 | 25.4 | 0.9986 | 0 | 0.022222 | 3 | 12 | 20% | 0 | 0 | 0 | 0 | 0.02 | 0 | 0
| 845 | 0.022222 | 3.228 | 0 | 24.8 | 0 | 24.8 | 1.0007 | 0 | 0.022222 | 2 | 12 | 20% | 0 | 0 | 0 | 0 | 0.02 | 0 | 0
| 846 | 0.022222 | 3.228 | 0 | 24.2 | 0 | 24.2 | 1.0028 | 0 | 0.022222 | 1 | 12 | 20% | 0 | 0 | 0 | 0 | 0.02 | 0 | 0
| 847 | 0.022222 | 3.228 | 0 | 23.6 | 0 | 23.6 | 1.0049 | 0 | 0.022222 | 0 | 12 | 20% | 0 | 0 | 0 | 0 | 0.02 | 0 | 0
| 848 | 0.66667 | 3.228 | 35 | 25.2 | 33.8074 | 27.3875 | 0.99164 | 0.6705 | -0.0038313 | 0 | 12 | 20% | 0 | 0 | 0 | 0 | 0 | 0 | 0
| 849 | 0.77778 | 3.228 | 179 | 26.9 | 172.9007 | 38.0875 | 0.95419 | 3.2996 | -2.5218 | 0 | 12.0036 | 20.01% | 1 | 1 | 0.8 | 0 | 0 | 0 | 0
| 850 | 1.0444 | 3.228 | 382 | 28.5 | 368.9837 | 52.375 | 0.90419 | 6.6726 | -5.6282 | 0 | 14.3961 | 23.99% | 1 | 0 | 0 | 0 | 0 | 0 | 0
| 851 | 1.0444 | 3.228 | 528 | 29.9 | 510.0088 | 62.9 | 0.86735 | 8.8471 | -7.8027 | 0 | 19.7354 | 32.89% | 1 | 0 | 0 | 0 | 0 | 0 | 0
| 852 | 1.6 | 3.228 | 623 | 31.2 | 601.7718 | 70.1375 | 0.84202 | 10.1341 | -8.5341 | 0 | 27.1377 | 45.23% | 1 | 0 | 0 | 0 | 0 | 0 | 0
| 853 | 1.3778 | 3.228 | 658 | 32.6 | 635.5792 | 73.725 | 0.82946 | 10.5438 | -9.166 | 0 | 35.2338 | 58.72% | 1 | 0 | 0 | 0 | 0 | 0 | 0
| 854 | 1.1111 | 3.228 | 590 | 32.2 | 569.8962 | 69.075 | 0.84574 | 9.6397 | -8.5285 | 0 | 43.9294 | 73.22% | 1 | 0 | 0 | 0 | 0 | 0 | 0
| 855 | 1.1111 | 3.228 | 469 | 31.8 | 453.0192 | 61.1125 | 0.87361 | 7.9152 | -6.8041 | 0 | 52.0203 | 86.7% | 1 | 0 | 0 | 0 | 0 | 0 | 0
| 856 | 1 | 3.228 | 315 | 31.4 | 304.2666 | 51.0875 | 0.90869 | 5.5297 | -4.5297 | 0 | 58.4753 | 97.46% | 1 | 0 | 0 | 2.92 | 0 | 0 | 0
| 857 | 0.44444 | 3.228 | 188 | 31 | 181.5941 | 42.75 | 0.93788 | 3.4063 | -2.9618 | 0 | 60 | 100% | 1 | 0 | 0 | 2.96 | 0 | 0 | 0
| 858 | 0.44444 | 3.228 | 50 | 30.6 | 48.2963 | 33.725 | 0.96946 | 0.93643 | -0.49198 | 0 | 60 | 100% | 0 | 0 | 0 | 0.49 | 0 | 0 | 0
| 859 | 7.7444 | 7.7444 | 1 | 30.2 | 0.96593 | 30.2625 | 0.98158 | 0.018963 | 7.7255 | 12 | 60 | 100% | 0 | 0 | 0 | 0 | 0 | 0 | 0
| 860 | 8.9667 | 8.9667 | 0 | 29.2 | 0 | 29.2 | 0.9853 | 0 | 8.9667 | 11 | 51.8566 | 86.43% | 0 | 0 | 0 | 0 | 0 | 0 | 0
| 861 | 8.9667 | 8.9667 | 0 | 28.3 | 0 | 28.3 | 0.98845 | 0 | 8.9667 | 10 | 42.4049 | 70.67% | 0 | 0 | 0 | 0 | 0 | 0 | 0
| 862 | 8.9667 | 8.9667 | 0 | 27.3 | 0 | 27.3 | 0.99195 | 0 | 8.9667 | 9 | 32.9532 | 54.92% | 0 | 0 | 0 | 0 | 0 | 0 | 0
| 863 | 7.3 | 7.3 | 0 | 27 | 0 | 27 | 0.993 | 0 | 7.3 | 8 | 23.5015 | 39.17% | 0 | 0 | 0 | 0 | 0 | 0 | 0
| 864 | 1.6889 | 3.228 | 0 | 26.6 | 0 | 26.6 | 0.9944 | 0 | 1.6889 | 7 | 15.8067 | 26.34% | 0 | 0 | 0 | 0 | 0 | 0 | 0
| 865 | 1.1333 | 3.228 | 0 | 26.3 | 0 | 26.3 | 0.99545 | 0 | 1.1333 | 6 | 14.0264 | 23.38% | 0 | 0 | 0 | 0 | 0 | 0 | 0
| 866 | 1.1333 | 3.228 | 0 | 25.9 | 0 | 25.9 | 0.99685 | 0 | 1.1333 | 5 | 12.8318 | 21.39% | 0 | 0 | 0 | 0 | 0.34 | 0 | 0
| 867 | 0.022222 | 3.228 | 0 | 25.6 | 0 | 25.6 | 0.9979 | 0 | 0.022222 | 4 | 12 | 20% | 0 | 0 | 0 | 0 | 0.02 | 0 | 0
| 868 | 0.022222 | 3.228 | 0 | 25.2 | 0 | 25.2 | 0.9993 | 0 | 0.022222 | 3 | 12 | 20% | 0 | 0 | 0 | 0 | 0.02 | 0 | 0
| 869 | 0.022222 | 3.228 | 0 | 24.8 | 0 | 24.8 | 1.0007 | 0 | 0.022222 | 2 | 12 | 20% | 0 | 0 | 0 | 0 | 0.02 | 0 | 0
| 870 | 0.022222 | 3.228 | 0 | 24.4 | 0 | 24.4 | 1.0021 | 0 | 0.022222 | 1 | 12 | 20% | 0 | 0 | 0 | 0 | 0.02 | 0 | 0
| 871 | 0.022222 | 3.228 | 1 | 24 | 0.96593 | 24.0625 | 1.0033 | 0.019382 | 0.0028403 | 0 | 12 | 20% | 0 | 0 | 0 | 0 | 0 | 0 | 0
| 872 | 0.66667 | 3.228 | 57 | 25 | 55.0578 | 28.5625 | 0.98753 | 1.0874 | -0.42076 | 0 | 12 | 20% | 0 | 0 | 0 | 0 | 0 | 0 | 0
| 873 | 0.77778 | 3.228 | 228 | 26 | 220.2311 | 40.25 | 0.94663 | 4.1695 | -3.3917 | 0 | 12.3992 | 20.67% | 1 | 1 | 0.8 | 0 | 0 | 0 | 0
| 874 | 1.0444 | 3.228 | 384 | 28.2 | 370.9155 | 52.2 | 0.9048 | 6.7121 | -5.6676 | 0 | 15.6169 | 26.03% | 1 | 0 | 0 | 0 | 0 | 0 | 0
| 875 | 1.0444 | 3.228 | 499 | 29.7 | 481.997 | 60.8875 | 0.87439 | 8.4291 | -7.3847 | 0 | 20.9937 | 34.99% | 1 | 0 | 0 | 0 | 0 | 0 | 0
| 876 | 1.6 | 3.228 | 547 | 31.3 | 528.3614 | 65.4875 | 0.85829 | 9.0698 | -7.4698 | 0 | 27.9994 | 46.67% | 1 | 0 | 0 | 0 | 0 | 0 | 0
| 877 | 1.3778 | 3.228 | 529 | 32.8 | 510.9748 | 65.8625 | 0.85698 | 8.7579 | -7.3801 | 0 | 35.0858 | 58.48% | 1 | 0 | 0 | 0 | 0 | 0 | 0
| 878 | 1.1111 | 3.228 | 552 | 32.7 | 533.1911 | 67.2 | 0.8523 | 9.0888 | -7.9777 | 0 | 42.0872 | 70.15% | 1 | 0 | 0 | 0 | 0 | 0 | 0
| 879 | 1.1111 | 3.228 | 508 | 32.5 | 490.6903 | 64.25 | 0.86262 | 8.4656 | -7.3545 | 0 | 49.6555 | 82.76% | 1 | 0 | 0 | 0 | 0 | 0 | 0
| 880 | 1 | 3.228 | 396 | 32.4 | 382.5066 | 57.15 | 0.88748 | 6.7893 | -5.7893 | 0 | 56.6326 | 94.39% | 1 | 0 | 0 | 2.24 | 0 | 0 | 0
| 881 | 0.44444 | 3.228 | 249 | 31.5 | 240.5155 | 47.0625 | 0.92278 | 4.4389 | -3.9944 | 0 | 60 | 100% | 1 | 0 | 0 | 3.99 | 0 | 0 | 0
| 882 | 0.44444 | 3.228 | 68 | 30.7 | 65.683 | 34.95 | 0.96518 | 1.2679 | -0.82347 | 0 | 60 | 100% | 0 | 0 | 0 | 0.82 | 0 | 0 | 0
| 883 | 7.7444 | 7.7444 | 2 | 29.8 | 1.9319 | 29.925 | 0.98276 | 0.037971 | 7.7065 | 12 | 60 | 100% | 0 | 0 | 0 | 0 | 0 | 0 | 0
| 884 | 8.9667 | 8.9667 | 0 | 29 | 0 | 29 | 0.986 | 0 | 8.9667 | 11 | 51.8767 | 86.46% | 0 | 0 | 0 | 0 | 0 | 0 | 0
| 885 | 8.9667 | 8.9667 | 0 | 28.2 | 0 | 28.2 | 0.9888 | 0 | 8.9667 | 10 | 42.425 | 70.71% | 0 | 0 | 0 | 0 | 0 | 0 | 0
| 886 | 8.9667 | 8.9667 | 0 | 27.4 | 0 | 27.4 | 0.9916 | 0 | 8.9667 | 9 | 32.9733 | 54.96% | 0 | 0 | 0 | 0 | 0 | 0 | 0
| 887 | 7.3 | 7.3 | 0 | 27.3 | 0 | 27.3 | 0.99195 | 0 | 7.3 | 8 | 23.5216 | 39.2% | 0 | 0 | 0 | 0 | 0 | 0 | 0
| 888 | 1.6889 | 3.228 | 0 | 27.1 | 0 | 27.1 | 0.99265 | 0 | 1.6889 | 7 | 15.8267 | 26.38% | 0 | 0 | 0 | 0 | 0 | 0 | 0
| 889 | 1.1333 | 3.228 | 0 | 27 | 0 | 27 | 0.993 | 0 | 1.1333 | 6 | 14.0465 | 23.41% | 0 | 0 | 0 | 0 | 0 | 0 | 0
| 890 | 1.1333 | 3.228 | 0 | 26.6 | 0 | 26.6 | 0.9944 | 0 | 1.1333 | 5 | 12.8518 | 21.42% | 0 | 0 | 0 | 0 | 0.33 | 0 | 0
| 891 | 0.022222 | 3.228 | 0 | 26.2 | 0 | 26.2 | 0.9958 | 0 | 0.022222 | 4 | 12 | 20% | 0 | 0 | 0 | 0 | 0.02 | 0 | 0
| 892 | 0.022222 | 3.228 | 0 | 25.8 | 0 | 25.8 | 0.9972 | 0 | 0.022222 | 3 | 12 | 20% | 0 | 0 | 0 | 0 | 0.02 | 0 | 0
| 893 | 0.022222 | 3.228 | 0 | 25.2 | 0 | 25.2 | 0.9993 | 0 | 0.022222 | 2 | 12 | 20% | 0 | 0 | 0 | 0 | 0.02 | 0 | 0
| 894 | 0.022222 | 3.228 | 0 | 24.6 | 0 | 24.6 | 1.0014 | 0 | 0.022222 | 1 | 12 | 20% | 0 | 0 | 0 | 0 | 0.02 | 0 | 0
| 895 | 0.022222 | 3.228 | 1 | 24 | 0.96593 | 24.0625 | 1.0033 | 0.019382 | 0.0028403 | 0 | 12 | 20% | 0 | 0 | 0 | 0 | 0 | 0 | 0
| 896 | 0.66667 | 3.228 | 49 | 25.8 | 47.3304 | 28.8625 | 0.98648 | 0.93381 | -0.26714 | 0 | 12 | 20% | 0 | 0 | 0 | 0 | 0 | 0 | 0
| 897 | 0.77778 | 3.228 | 208 | 27.7 | 200.9126 | 40.7 | 0.94505 | 3.7974 | -3.0197 | 0 | 12.2534 | 20.42% | 1 | 1 | 0.8 | 0 | 0 | 0 | 0
| 898 | 1.0444 | 3.228 | 386 | 29.5 | 372.8474 | 53.625 | 0.89981 | 6.7099 | -5.6654 | 0 | 15.1181 | 25.2% | 1 | 0 | 0 | 0 | 0 | 0 | 0
| 899 | 1.0444 | 3.228 | 533 | 30.5 | 514.8385 | 63.8125 | 0.86416 | 8.898 | -7.8536 | 0 | 20.4928 | 34.15% | 1 | 0 | 0 | 0 | 0 | 0 | 0
| 900 | 1.6 | 3.228 | 628 | 31.5 | 606.6014 | 70.75 | 0.83988 | 10.1894 | -8.5894 | 0 | 27.9434 | 46.57% | 1 | 0 | 0 | 0 | 0 | 0 | 0
| 901 | 1.3778 | 3.228 | 663 | 32.5 | 640.4088 | 73.9375 | 0.82872 | 10.6144 | -9.2366 | 0 | 36.092 | 60.15% | 1 | 0 | 0 | 0 | 0 | 0 | 0
| 902 | 1.1111 | 3.228 | 697 | 32.5 | 673.2503 | 76.0625 | 0.82128 | 11.0586 | -9.9474 | 0 | 44.8546 | 74.76% | 1 | 0 | 0 | 0 | 0 | 0 | 0
| 903 | 1.1111 | 3.228 | 639 | 32.5 | 617.2266 | 72.4375 | 0.83397 | 10.295 | -9.1838 | 0 | 54.2916 | 90.49% | 1 | 0 | 0 | 3.17 | 0 | 0 | 0
| 904 | 1 | 3.228 | 493 | 32.5 | 476.2014 | 63.3125 | 0.86591 | 8.2469 | -7.2469 | 0 | 60 | 100% | 1 | 0 | 0 | 7.25 | 0 | 0 | 0
| 905 | 0.44444 | 3.228 | 277 | 31.7 | 267.5615 | 49.0125 | 0.91596 | 4.9015 | -4.457 | 0 | 60 | 100% | 0 | 0 | 0 | 4.46 | 0 | 0 | 0
| 906 | 0.44444 | 3.228 | 72 | 30.8 | 69.5467 | 35.3 | 0.96395 | 1.3408 | -0.89635 | 0 | 60 | 100% | 0 | 0 | 0 | 0.9 | 0 | 0 | 0
| 907 | 7.7444 | 7.7444 | 2 | 30 | 1.9319 | 30.125 | 0.98206 | 0.037944 | 7.7065 | 12 | 60 | 100% | 0 | 0 | 0 | 0 | 0 | 0 | 0
| 908 | 8.9667 | 8.9667 | 0 | 29.2 | 0 | 29.2 | 0.9853 | 0 | 8.9667 | 11 | 51.8766 | 86.46% | 0 | 0 | 0 | 0 | 0 | 0 | 0
| 909 | 8.9667 | 8.9667 | 0 | 28.5 | 0 | 28.5 | 0.98775 | 0 | 8.9667 | 10 | 42.4249 | 70.71% | 0 | 0 | 0 | 0 | 0 | 0 | 0
| 910 | 8.9667 | 8.9667 | 0 | 27.7 | 0 | 27.7 | 0.99055 | 0 | 8.9667 | 9 | 32.9732 | 54.96% | 0 | 0 | 0 | 0 | 0 | 0 | 0
| 911 | 7.3 | 7.3 | 0 | 27.6 | 0 | 27.6 | 0.9909 | 0 | 7.3 | 8 | 23.5215 | 39.2% | 0 | 0 | 0 | 0 | 0 | 0 | 0
| 912 | 1.6889 | 3.228 | 0 | 27.5 | 0 | 27.5 | 0.99125 | 0 | 1.6889 | 7 | 15.8267 | 26.38% | 0 | 0 | 0 | 0 | 0 | 0 | 0
| 913 | 1.1333 | 3.228 | 0 | 27.4 | 0 | 27.4 | 0.9916 | 0 | 1.1333 | 6 | 14.0464 | 23.41% | 0 | 0 | 0 | 0 | 0 | 0 | 0
| 914 | 1.1333 | 3.228 | 0 | 27 | 0 | 27 | 0.993 | 0 | 1.1333 | 5 | 12.8518 | 21.42% | 0 | 0 | 0 | 0 | 0.33 | 0 | 0
| 915 | 0.022222 | 3.228 | 0 | 26.7 | 0 | 26.7 | 0.99405 | 0 | 0.022222 | 4 | 12 | 20% | 0 | 0 | 0 | 0 | 0.02 | 0 | 0
| 916 | 0.022222 | 3.228 | 0 | 26.3 | 0 | 26.3 | 0.99545 | 0 | 0.022222 | 3 | 12 | 20% | 0 | 0 | 0 | 0 | 0.02 | 0 | 0
| 917 | 0.022222 | 3.228 | 0 | 25.9 | 0 | 25.9 | 0.99685 | 0 | 0.022222 | 2 | 12 | 20% | 0 | 0 | 0 | 0 | 0.02 | 0 | 0
| 918 | 0.022222 | 3.228 | 0 | 25.5 | 0 | 25.5 | 0.99825 | 0 | 0.022222 | 1 | 12 | 20% | 0 | 0 | 0 | 0 | 0.02 | 0 | 0
| 919 | 0.022222 | 3.228 | 1 | 25.1 | 0.96593 | 25.1625 | 0.99943 | 0.019308 | 0.0029147 | 0 | 12 | 20% | 0 | 0 | 0 | 0 | 0 | 0 | 0
| 920 | 0.66667 | 3.228 | 61 | 26.3 | 58.9215 | 30.1125 | 0.98211 | 1.1573 | -0.49068 | 0 | 12 | 20% | 0 | 0 | 0 | 0 | 0 | 0 | 0
| 921 | 0.77778 | 3.228 | 248 | 27.6 | 239.5496 | 43.1 | 0.93665 | 4.4875 | -3.7097 | 0 | 12.4655 | 20.78% | 1 | 1 | 0.8 | 0 | 0 | 0 | 0
| 922 | 1.0444 | 3.228 | 445 | 28.9 | 429.837 | 56.7125 | 0.88901 | 7.6426 | -6.5981 | 0 | 15.9848 | 26.64% | 1 | 0 | 0 | 0 | 0 | 0 | 0
| 923 | 1.0444 | 3.228 | 591 | 30.1 | 570.8622 | 67.0375 | 0.85287 | 9.7374 | -8.693 | 0 | 22.2443 | 37.07% | 1 | 0 | 0 | 0 | 0 | 0 | 0
| 924 | 1.6 | 3.228 | 665 | 31.3 | 642.3407 | 72.8625 | 0.83248 | 10.6947 | -9.0947 | 0 | 30.4912 | 50.82% | 1 | 0 | 0 | 0 | 0 | 0 | 0
| 925 | 1.3778 | 3.228 | 665 | 32.6 | 642.3407 | 74.1625 | 0.82793 | 10.6363 | -9.2585 | 0 | 39.1192 | 65.2% | 1 | 0 | 0 | 0 | 0 | 0 | 0
| 926 | 1.1111 | 3.228 | 727 | 32.9 | 702.2281 | 78.3375 | 0.81332 | 11.4227 | -10.3116 | 0 | 47.9026 | 79.84% | 1 | 0 | 0 | 0 | 0 | 0 | 0
| 927 | 1.1111 | 3.228 | 676 | 33.1 | 652.9659 | 75.35 | 0.82378 | 10.7579 | -9.6468 | 0 | 57.6851 | 96.14% | 1 | 0 | 0 | 7.21 | 0 | 0 | 0
| 928 | 1 | 3.228 | 520 | 33.4 | 502.2814 | 65.9 | 0.85685 | 8.6076 | -7.6076 | 0 | 60 | 100% | 1 | 0 | 0 | 7.61 | 0 | 0 | 0
| 929 | 0.44444 | 3.228 | 287 | 32.3 | 277.2207 | 50.2375 | 0.91167 | 5.0547 | -4.6102 | 0 | 60 | 100% | 0 | 0 | 0 | 4.61 | 0 | 0 | 0
| 930 | 0.44444 | 3.228 | 74 | 31.1 | 71.4785 | 35.725 | 0.96246 | 1.3759 | -0.93146 | 0 | 60 | 100% | 0 | 0 | 0 | 0.93 | 0 | 0 | 0
| 931 | 7.7444 | 7.7444 | 2 | 30 | 1.9319 | 30.125 | 0.98206 | 0.037944 | 7.7065 | 12 | 60 | 100% | 0 | 0 | 0 | 0 | 0 | 0 | 0
| 932 | 8.9667 | 8.9667 | 0 | 29.2 | 0 | 29.2 | 0.9853 | 0 | 8.9667 | 11 | 51.8766 | 86.46% | 0 | 0 | 0 | 0 | 0 | 0 | 0
| 933 | 8.9667 | 8.9667 | 0 | 28.3 | 0 | 28.3 | 0.98845 | 0 | 8.9667 | 10 | 42.4249 | 70.71% | 0 | 0 | 0 | 0 | 0 | 0 | 0
| 934 | 8.9667 | 8.9667 | 0 | 27.5 | 0 | 27.5 | 0.99125 | 0 | 8.9667 | 9 | 32.9732 | 54.96% | 0 | 0 | 0 | 0 | 0 | 0 | 0
| 935 | 7.3 | 7.3 | 0 | 27.2 | 0 | 27.2 | 0.9923 | 0 | 7.3 | 8 | 23.5215 | 39.2% | 0 | 0 | 0 | 0 | 0 | 0 | 0
| 936 | 1.6889 | 3.228 | 0 | 27 | 0 | 27 | 0.993 | 0 | 1.6889 | 7 | 15.8267 | 26.38% | 0 | 0 | 0 | 0 | 0 | 0 | 0
| 937 | 1.1333 | 3.228 | 0 | 26.9 | 0 | 26.9 | 0.99335 | 0 | 1.1333 | 6 | 14.0464 | 23.41% | 0 | 0 | 0 | 0 | 0 | 0 | 0
| 938 | 1.1333 | 3.228 | 0 | 26.7 | 0 | 26.7 | 0.99405 | 0 | 1.1333 | 5 | 12.8518 | 21.42% | 0 | 0 | 0 | 0 | 0.33 | 0 | 0
| 939 | 0.022222 | 3.228 | 0 | 26.4 | 0 | 26.4 | 0.9951 | 0 | 0.022222 | 4 | 12 | 20% | 0 | 0 | 0 | 0 | 0.02 | 0 | 0
| 940 | 0.022222 | 3.228 | 0 | 26.2 | 0 | 26.2 | 0.9958 | 0 | 0.022222 | 3 | 12 | 20% | 0 | 0 | 0 | 0 | 0.02 | 0 | 0
| 941 | 0.022222 | 3.228 | 0 | 25.7 | 0 | 25.7 | 0.99755 | 0 | 0.022222 | 2 | 12 | 20% | 0 | 0 | 0 | 0 | 0.02 | 0 | 0
| 942 | 0.022222 | 3.228 | 0 | 25.1 | 0 | 25.1 | 0.99965 | 0 | 0.022222 | 1 | 12 | 20% | 0 | 0 | 0 | 0 | 0.02 | 0 | 0
| 943 | 0.022222 | 3.228 | 1 | 24.6 | 0.96593 | 24.6625 | 1.0012 | 0.019341 | 0.0028809 | 0 | 12 | 20% | 0 | 0 | 0 | 0 | 0 | 0 | 0
| 944 | 0.66667 | 3.228 | 51 | 26.1 | 49.2622 | 29.2875 | 0.98499 | 0.97046 | -0.30379 | 0 | 12 | 20% | 0 | 0 | 0 | 0 | 0 | 0 | 0
| 945 | 0.77778 | 3.228 | 211 | 27.5 | 203.8103 | 40.6875 | 0.94509 | 3.8524 | -3.0746 | 0 | 12.2882 | 20.48% | 1 | 1 | 0.8 | 0 | 0 | 0 | 0
| 946 | 1.0444 | 3.228 | 390 | 29 | 376.7111 | 53.375 | 0.90069 | 6.786 | -5.7415 | 0 | 15.205 | 25.34% | 1 | 0 | 0 | 0 | 0 | 0 | 0
| 947 | 1.0444 | 3.228 | 538 | 30.3 | 519.6681 | 63.925 | 0.86376 | 8.9774 | -7.933 | 0 | 20.6519 | 34.42% | 1 | 0 | 0 | 0 | 0 | 0 | 0
| 948 | 1.6 | 3.228 | 634 | 31.6 | 612.397 | 71.225 | 0.83821 | 10.2664 | -8.6664 | 0 | 28.1778 | 46.96% | 1 | 0 | 0 | 0 | 0 | 0 | 0
| 949 | 1.3778 | 3.228 | 668 | 32.9 | 645.2385 | 74.65 | 0.82622 | 10.6622 | -9.2845 | 0 | 36.3994 | 60.67% | 1 | 0 | 0 | 0 | 0 | 0 | 0
| 950 | 1.1111 | 3.228 | 703 | 33.1 | 679.0459 | 77.0375 | 0.81787 | 11.1074 | -9.9963 | 0 | 45.2075 | 75.35% | 1 | 0 | 0 | 0 | 0 | 0 | 0
| 951 | 1.1111 | 3.228 | 646 | 33.3 | 623.9881 | 73.675 | 0.82964 | 10.3537 | -9.2426 | 0 | 54.6908 | 91.15% | 1 | 0 | 0 | 3.65 | 0 | 0 | 0
| 952 | 1 | 3.228 | 499 | 33.5 | 481.997 | 64.6875 | 0.86109 | 8.3009 | -7.3009 | 0 | 60 | 100% | 1 | 0 | 0 | 7.3 | 0 | 0 | 0
| 953 | 0.44444 | 3.228 | 282 | 32.1 | 272.3911 | 49.725 | 0.91346 | 4.9764 | -4.5319 | 0 | 60 | 100% | 0 | 0 | 0 | 4.53 | 0 | 0 | 0
| 954 | 0.44444 | 3.228 | 74 | 30.8 | 71.4785 | 35.425 | 0.96351 | 1.3774 | -0.93296 | 0 | 60 | 100% | 0 | 0 | 0 | 0.93 | 0 | 0 | 0
| 955 | 7.7444 | 7.7444 | 2 | 29.4 | 1.9319 | 29.525 | 0.98416 | 0.038025 | 7.7064 | 12 | 60 | 100% | 0 | 0 | 0 | 0 | 0 | 0 | 0
| 956 | 8.9667 | 8.9667 | 0 | 28.7 | 0 | 28.7 | 0.98705 | 0 | 8.9667 | 11 | 51.8767 | 86.46% | 0 | 0 | 0 | 0 | 0 | 0 | 0
| 957 | 8.9667 | 8.9667 | 0 | 28.1 | 0 | 28.1 | 0.98915 | 0 | 8.9667 | 10 | 42.425 | 70.71% | 0 | 0 | 0 | 0 | 0 | 0 | 0
| 958 | 8.9667 | 8.9667 | 0 | 27.4 | 0 | 27.4 | 0.9916 | 0 | 8.9667 | 9 | 32.9733 | 54.96% | 0 | 0 | 0 | 0 | 0 | 0 | 0
| 959 | 7.3 | 7.3 | 0 | 27.1 | 0 | 27.1 | 0.99265 | 0 | 7.3 | 8 | 23.5216 | 39.2% | 0 | 0 | 0 | 0 | 0 | 0 | 0
| 960 | 1.6889 | 3.228 | 0 | 26.7 | 0 | 26.7 | 0.99405 | 0 | 1.6889 | 7 | 15.8268 | 26.38% | 0 | 0 | 0 | 0 | 0 | 0 | 0
| 961 | 1.1333 | 3.228 | 0 | 26.4 | 0 | 26.4 | 0.9951 | 0 | 1.1333 | 6 | 14.0465 | 23.41% | 0 | 0 | 0 | 0 | 0 | 0 | 0
| 962 | 1.1333 | 3.228 | 0 | 26.1 | 0 | 26.1 | 0.99615 | 0 | 1.1333 | 5 | 12.8519 | 21.42% | 0 | 0 | 0 | 0 | 0.33 | 0 | 0
| 963 | 0.022222 | 3.228 | 0 | 25.9 | 0 | 25.9 | 0.99685 | 0 | 0.022222 | 4 | 12 | 20% | 0 | 0 | 0 | 0 | 0.02 | 0 | 0
| 964 | 0.022222 | 3.228 | 0 | 25.6 | 0 | 25.6 | 0.9979 | 0 | 0.022222 | 3 | 12 | 20% | 0 | 0 | 0 | 0 | 0.02 | 0 | 0
| 965 | 0.022222 | 3.228 | 0 | 25.2 | 0 | 25.2 | 0.9993 | 0 | 0.022222 | 2 | 12 | 20% | 0 | 0 | 0 | 0 | 0.02 | 0 | 0
| 966 | 0.022222 | 3.228 | 0 | 24.9 | 0 | 24.9 | 1.0004 | 0 | 0.022222 | 1 | 12 | 20% | 0 | 0 | 0 | 0 | 0.02 | 0 | 0
| 967 | 0.022222 | 3.228 | 1 | 24.5 | 0.96593 | 24.5625 | 1.0015 | 0.019348 | 0.0028741 | 0 | 12 | 20% | 0 | 0 | 0 | 0 | 0 | 0 | 0
| 968 | 0.66667 | 3.228 | 62 | 26.3 | 59.8874 | 30.175 | 0.98189 | 1.1761 | -0.50939 | 0 | 12 | 20% | 0 | 0 | 0 | 0 | 0 | 0 | 0
| 969 | 0.77778 | 3.228 | 251 | 28.2 | 242.4474 | 43.8875 | 0.93389 | 4.5284 | -3.7506 | 0 | 12.4832 | 20.81% | 1 | 1 | 0.8 | 0 | 0 | 0 | 0
| 970 | 1.0444 | 3.228 | 449 | 30 | 433.7007 | 58.0625 | 0.88428 | 7.6703 | -6.6258 | 0 | 16.0414 | 26.74% | 1 | 0 | 0 | 0 | 0 | 0 | 0
| 971 | 1.0444 | 3.228 | 596 | 30.7 | 575.6918 | 67.95 | 0.84967 | 9.783 | -8.7386 | 0 | 22.3272 | 37.21% | 1 | 0 | 0 | 0 | 0 | 0 | 0
| 972 | 1.6 | 3.228 | 670 | 31.3 | 647.1703 | 73.175 | 0.83139 | 10.761 | -9.161 | 0 | 30.6173 | 51.03% | 1 | 0 | 0 | 0 | 0 | 0 | 0
| 973 | 1.3778 | 3.228 | 671 | 32 | 648.1362 | 73.9375 | 0.82872 | 10.7425 | -9.3647 | 0 | 39.3082 | 65.51% | 1 | 0 | 0 | 0 | 0 | 0 | 0
| 974 | 1.1111 | 3.228 | 707 | 32.5 | 682.9096 | 76.6875 | 0.81909 | 11.1873 | -10.0762 | 0 | 48.1923 | 80.32% | 1 | 0 | 0 | 0 | 0 | 0 | 0
| 975 | 1.1111 | 3.228 | 650 | 33.1 | 627.8518 | 73.725 | 0.82946 | 10.4156 | -9.3045 | 0 | 57.7515 | 96.25% | 1 | 0 | 0 | 6.93 | 0 | 0 | 0
| 976 | 1 | 3.228 | 503 | 33.6 | 485.8607 | 65.0375 | 0.85987 | 8.3555 | -7.3555 | 0 | 60 | 100% | 1 | 0 | 0 | 7.36 | 0 | 0 | 0
| 977 | 0.44444 | 3.228 | 284 | 32.2 | 274.3229 | 49.95 | 0.91268 | 5.0074 | -4.5629 | 0 | 60 | 100% | 0 | 0 | 0 | 4.56 | 0 | 0 | 0
| 978 | 0.44444 | 3.228 | 76 | 30.7 | 73.4104 | 35.45 | 0.96342 | 1.4145 | -0.97006 | 0 | 60 | 100% | 0 | 0 | 0 | 0.97 | 0 | 0 | 0
| 979 | 7.7444 | 7.7444 | 2 | 29.3 | 1.9319 | 29.425 | 0.98451 | 0.038039 | 7.7064 | 12 | 60 | 100% | 0 | 0 | 0 | 0 | 0 | 0 | 0
| 980 | 8.9667 | 8.9667 | 0 | 28.7 | 0 | 28.7 | 0.98705 | 0 | 8.9667 | 11 | 51.8767 | 86.46% | 0 | 0 | 0 | 0 | 0 | 0 | 0
| 981 | 8.9667 | 8.9667 | 0 | 28 | 0 | 28 | 0.9895 | 0 | 8.9667 | 10 | 42.425 | 70.71% | 0 | 0 | 0 | 0 | 0 | 0 | 0
| 982 | 8.9667 | 8.9667 | 0 | 27.4 | 0 | 27.4 | 0.9916 | 0 | 8.9667 | 9 | 32.9733 | 54.96% | 0 | 0 | 0 | 0 | 0 | 0 | 0
| 983 | 7.3 | 7.3 | 0 | 27.2 | 0 | 27.2 | 0.9923 | 0 | 7.3 | 8 | 23.5216 | 39.2% | 0 | 0 | 0 | 0 | 0 | 0 | 0
| 984 | 1.6889 | 3.228 | 0 | 27.1 | 0 | 27.1 | 0.99265 | 0 | 1.6889 | 7 | 15.8268 | 26.38% | 0 | 0 | 0 | 0 | 0 | 0 | 0
| 985 | 1.1333 | 3.228 | 0 | 26.9 | 0 | 26.9 | 0.99335 | 0 | 1.1333 | 6 | 14.0465 | 23.41% | 0 | 0 | 0 | 0 | 0 | 0 | 0
| 986 | 1.1333 | 3.228 | 0 | 26.2 | 0 | 26.2 | 0.9958 | 0 | 1.1333 | 5 | 12.8519 | 21.42% | 0 | 0 | 0 | 0 | 0.33 | 0 | 0
| 987 | 0.022222 | 3.228 | 0 | 25.4 | 0 | 25.4 | 0.9986 | 0 | 0.022222 | 4 | 12 | 20% | 0 | 0 | 0 | 0 | 0.02 | 0 | 0
| 988 | 0.022222 | 3.228 | 0 | 24.7 | 0 | 24.7 | 1.001 | 0 | 0.022222 | 3 | 12 | 20% | 0 | 0 | 0 | 0 | 0.02 | 0 | 0
| 989 | 0.022222 | 3.228 | 0 | 24.4 | 0 | 24.4 | 1.0021 | 0 | 0.022222 | 2 | 12 | 20% | 0 | 0 | 0 | 0 | 0.02 | 0 | 0
| 990 | 0.022222 | 3.228 | 0 | 24.1 | 0 | 24.1 | 1.0031 | 0 | 0.022222 | 1 | 12 | 20% | 0 | 0 | 0 | 0 | 0.02 | 0 | 0
| 991 | 0.022222 | 3.228 | 1 | 23.8 | 0.96593 | 23.8625 | 1.004 | 0.019395 | 0.0028268 | 0 | 12 | 20% | 0 | 0 | 0 | 0 | 0 | 0 | 0
| 992 | 0.66667 | 3.228 | 60 | 26 | 57.9555 | 29.75 | 0.98337 | 1.1398 | -0.47317 | 0 | 12 | 20% | 0 | 0 | 0 | 0 | 0 | 0 | 0
| 993 | 0.77778 | 3.228 | 267 | 28.1 | 257.9022 | 44.7875 | 0.93074 | 4.8008 | -4.023 | 0 | 12.4489 | 20.75% | 1 | 1 | 0.8 | 0 | 0 | 0 | 0
| 994 | 1.0444 | 3.228 | 516 | 30.3 | 498.4177 | 62.55 | 0.86857 | 8.6583 | -7.6138 | 0 | 16.2655 | 27.11% | 1 | 0 | 0 | 0 | 0 | 0 | 0
| 995 | 1.0444 | 3.228 | 700 | 31.2 | 676.1481 | 74.95 | 0.82517 | 11.1588 | -10.1144 | 0 | 23.4886 | 39.15% | 1 | 0 | 0 | 0 | 0 | 0 | 0
| 996 | 1.6 | 3.228 | 811 | 32 | 783.3658 | 82.6875 | 0.79809 | 12.504 | -10.904 | 0 | 33.0839 | 55.14% | 1 | 0 | 0 | 0.14 | 0 | 0 | 0
| 997 | 1.3778 | 3.228 | 839 | 32.9 | 810.4118 | 85.3375 | 0.78882 | 12.7854 | -11.4076 | 0 | 43.2917 | 72.15% | 1 | 0 | 0 | 0.65 | 0 | 0 | 0
| 998 | 1.1111 | 3.228 | 817 | 32.8 | 789.1614 | 83.8625 | 0.79398 | 12.5316 | -11.4205 | 0 | 53.4996 | 89.17% | 1 | 0 | 0 | 4.57 | 0 | 0 | 0
| 999 | 1.1111 | 3.228 | 711 | 32.6 | 686.7733 | 77.0375 | 0.81787 | 11.2338 | -10.1227 | 0 | 60 | 100% | 1 | 0 | 0 | 10.12 | 0 | 0 | 0
| 1000 | 1 | 3.228 | 530 | 32.5 | 511.9407 | 65.625 | 0.85781 | 8.783 | -7.783 | 0 | 60 | 100% | 0 | 0 | 0 | 7.78 | 0 | 0 | 0
| 1001 | 0.44444 | 3.228 | 295 | 31.2 | 284.9481 | 49.6375 | 0.91377 | 5.2075 | -4.7631 | 0 | 60 | 100% | 0 | 0 | 0 | 4.76 | 0 | 0 | 0
| 1002 | 0.44444 | 3.228 | 78 | 30 | 75.3422 | 34.875 | 0.96544 | 1.4548 | -1.0103 | 0 | 60 | 100% | 0 | 0 | 0 | 1.01 | 0 | 0 | 0
| 1003 | 7.7444 | 7.7444 | 2 | 28.7 | 1.9319 | 28.825 | 0.98661 | 0.03812 | 7.7063 | 12 | 60 | 100% | 0 | 0 | 0 | 0 | 0 | 0 | 0
| 1004 | 8.9667 | 8.9667 | 0 | 28.3 | 0 | 28.3 | 0.98845 | 0 | 8.9667 | 11 | 51.8768 | 86.46% | 0 | 0 | 0 | 0 | 0 | 0 | 0
| 1005 | 8.9667 | 8.9667 | 0 | 27.9 | 0 | 27.9 | 0.98985 | 0 | 8.9667 | 10 | 42.4251 | 70.71% | 0 | 0 | 0 | 0 | 0 | 0 | 0
| 1006 | 8.9667 | 8.9667 | 0 | 27.5 | 0 | 27.5 | 0.99125 | 0 | 8.9667 | 9 | 32.9734 | 54.96% | 0 | 0 | 0 | 0 | 0 | 0 | 0
| 1007 | 7.3 | 7.3 | 0 | 27.3 | 0 | 27.3 | 0.99195 | 0 | 7.3 | 8 | 23.5217 | 39.2% | 0 | 0 | 0 | 0 | 0 | 0 | 0
| 1008 | 1.6889 | 3.228 | 0 | 27.2 | 0 | 27.2 | 0.9923 | 0 | 1.6889 | 7 | 15.8269 | 26.38% | 0 | 0 | 0 | 0 | 0 | 0 | 0
| 1009 | 1.1333 | 3.228 | 0 | 27 | 0 | 27 | 0.993 | 0 | 1.1333 | 6 | 14.0466 | 23.41% | 0 | 0 | 0 | 0 | 0 | 0 | 0
| 1010 | 1.1333 | 3.228 | 0 | 26.8 | 0 | 26.8 | 0.9937 | 0 | 1.1333 | 5 | 12.852 | 21.42% | 0 | 0 | 0 | 0 | 0.33 | 0 | 0
| 1011 | 0.022222 | 3.228 | 0 | 26.5 | 0 | 26.5 | 0.99475 | 0 | 0.022222 | 4 | 12 | 20% | 0 | 0 | 0 | 0 | 0.02 | 0 | 0
| 1012 | 0.022222 | 3.228 | 0 | 26.3 | 0 | 26.3 | 0.99545 | 0 | 0.022222 | 3 | 12 | 20% | 0 | 0 | 0 | 0 | 0.02 | 0 | 0
| 1013 | 0.022222 | 3.228 | 0 | 25.7 | 0 | 25.7 | 0.99755 | 0 | 0.022222 | 2 | 12 | 20% | 0 | 0 | 0 | 0 | 0.02 | 0 | 0
| 1014 | 0.022222 | 3.228 | 0 | 25.1 | 0 | 25.1 | 0.99965 | 0 | 0.022222 | 1 | 12 | 20% | 0 | 0 | 0 | 0 | 0.02 | 0 | 0
| 1015 | 0.022222 | 3.228 | 1 | 24.5 | 0.96593 | 24.5625 | 1.0015 | 0.019348 | 0.0028741 | 0 | 12 | 20% | 0 | 0 | 0 | 0 | 0 | 0 | 0
| 1016 | 0.66667 | 3.228 | 64 | 26.1 | 61.8193 | 30.1 | 0.98215 | 1.2143 | -0.54765 | 0 | 12 | 20% | 0 | 0 | 0 | 0 | 0 | 0 | 0
| 1017 | 0.77778 | 3.228 | 275 | 27.8 | 265.6296 | 44.9875 | 0.93004 | 4.9409 | -4.1632 | 0 | 12.5195 | 20.87% | 1 | 1 | 0.8 | 0 | 0 | 0 | 0
| 1018 | 1.0444 | 3.228 | 521 | 29.4 | 503.2474 | 61.9625 | 0.87063 | 8.7629 | -7.7184 | 0 | 16.4691 | 27.45% | 1 | 0 | 0 | 0 | 0 | 0 | 0
| 1019 | 1.0444 | 3.228 | 716 | 31 | 691.6029 | 75.75 | 0.82237 | 11.3751 | -10.3307 | 0 | 23.7914 | 39.65% | 1 | 0 | 0 | 0 | 0 | 0 | 0
| 1020 | 1.6 | 3.228 | 842 | 32.6 | 813.3095 | 85.225 | 0.78921 | 12.8375 | -11.2375 | 0 | 33.592 | 55.99% | 1 | 0 | 0 | 0.48 | 0 | 0 | 0
| 1021 | 1.3778 | 3.228 | 887 | 34.2 | 856.7762 | 89.6375 | 0.77377 | 13.2589 | -11.8812 | 0 | 43.7998 | 73% | 1 | 0 | 0 | 1.12 | 0 | 0 | 0
| 1022 | 1.1111 | 3.228 | 835 | 34 | 806.5481 | 86.1875 | 0.78584 | 12.6764 | -11.5653 | 0 | 54.0076 | 90.01% | 1 | 0 | 0 | 5.25 | 0 | 0 | 0
| 1023 | 1.1111 | 3.228 | 703 | 33.8 | 679.0459 | 77.7375 | 0.81542 | 11.0741 | -9.963 | 0 | 60 | 100% | 1 | 0 | 0 | 9.96 | 0 | 0 | 0
| 1024 | 1 | 3.228 | 508 | 33.6 | 490.6903 | 65.35 | 0.85878 | 8.4279 | -7.4279 | 0 | 60 | 100% | 0 | 0 | 0 | 7.43 | 0 | 0 | 0
| 1025 | 0.44444 | 3.228 | 289 | 31.9 | 279.1526 | 49.9625 | 0.91263 | 5.0953 | -4.6508 | 0 | 60 | 100% | 0 | 0 | 0 | 4.65 | 0 | 0 | 0
| 1026 | 0.44444 | 3.228 | 78 | 30.2 | 75.3422 | 35.075 | 0.96474 | 1.4537 | -1.0093 | 0 | 60 | 100% | 0 | 0 | 0 | 1.01 | 0 | 0 | 0
| 1027 | 7.7444 | 7.7444 | 2 | 28.5 | 1.9319 | 28.625 | 0.98731 | 0.038147 | 7.7063 | 11 | 60 | 100% | 0 | 0 | 0 | 0 | 0 | 0 | 0
| 1028 | 8.9667 | 8.9667 | 0 | 28.2 | 0 | 28.2 | 0.9888 | 0 | 8.9667 | 10 | 51.8768 | 86.46% | 0 | 0 | 0 | 0 | 0 | 0 | 0
| 1029 | 8.9667 | 8.9667 | 0 | 28 | 0 | 28 | 0.9895 | 0 | 8.9667 | 9 | 42.4252 | 70.71% | 0 | 0 | 0 | 0 | 0 | 0 | 0
| 1030 | 8.9667 | 8.9667 | 0 | 27.7 | 0 | 27.7 | 0.99055 | 0 | 8.9667 | 8 | 32.9735 | 54.96% | 0 | 0 | 0 | 0 | 0 | 0 | 0
| 1031 | 7.3 | 7.3 | 0 | 27.5 | 0 | 27.5 | 0.99125 | 0 | 7.3 | 7 | 23.5218 | 39.2% | 0 | 0 | 0 | 0 | 0 | 0 | 0
| 1032 | 1.6889 | 3.228 | 0 | 27.4 | 0 | 27.4 | 0.9916 | 0 | 1.6889 | 6 | 15.8269 | 26.38% | 0 | 0 | 0 | 0 | 0 | 0 | 0
| 1033 | 1.1333 | 3.228 | 0 | 27.2 | 0 | 27.2 | 0.9923 | 0 | 1.1333 | 5 | 14.0466 | 23.41% | 0 | 0 | 0 | 0 | 0 | 0 | 0
| 1034 | 1.1333 | 3.228 | 0 | 26.6 | 0 | 26.6 | 0.9944 | 0 | 1.1333 | 4 | 12.852 | 21.42% | 0 | 0 | 0 | 0 | 0.33 | 0 | 0
| 1035 | 0.022222 | 3.228 | 0 | 25.9 | 0 | 25.9 | 0.99685 | 0 | 0.022222 | 3 | 12 | 20% | 0 | 0 | 0 | 0 | 0.02 | 0 | 0
| 1036 | 0.022222 | 3.228 | 0 | 25.3 | 0 | 25.3 | 0.99895 | 0 | 0.022222 | 2 | 12 | 20% | 0 | 0 | 0 | 0 | 0.02 | 0 | 0
| 1037 | 0.022222 | 3.228 | 0 | 24.9 | 0 | 24.9 | 1.0004 | 0 | 0.022222 | 1 | 12 | 20% | 0 | 0 | 0 | 0 | 0.02 | 0 | 0
| 1038 | 0.022222 | 3.228 | 0 | 24.4 | 0 | 24.4 | 1.0021 | 0 | 0.022222 | 0 | 12 | 20% | 0 | 0 | 0 | 0 | 0.02 | 0 | 0
| 1039 | 0.022222 | 3.228 | 2 | 24 | 1.9319 | 24.125 | 1.0031 | 0.038755 | -0.016533 | 0 | 12 | 20% | 0 | 0 | 0 | 0 | 0 | 0 | 0
| 1040 | 0.66667 | 3.228 | 67 | 25 | 64.717 | 29.1875 | 0.98534 | 1.2754 | -0.6087 | 0 | 12.0157 | 20.03% | 1 | 1 | 0.8 | 0 | 0 | 0 | 0
| 1041 | 0.77778 | 3.228 | 270 | 26.1 | 260.8 | 42.975 | 0.93709 | 4.8878 | -4.1101 | 0 | 12.5932 | 20.99% | 1 | 0 | 0 | 0 | 0 | 0 | 0
| 1042 | 1.0444 | 3.228 | 496 | 27.1 | 479.0992 | 58.1 | 0.88415 | 8.4719 | -7.4275 | 0 | 16.4923 | 27.49% | 1 | 0 | 0 | 0 | 0 | 0 | 0
| 1043 | 1.0444 | 3.228 | 680 | 28.9 | 656.8296 | 71.4 | 0.8376 | 11.0032 | -9.9588 | 0 | 23.5386 | 39.23% | 1 | 0 | 0 | 0 | 0 | 0 | 0
| 1044 | 1.6 | 3.228 | 799 | 30.7 | 771.7747 | 80.6375 | 0.80527 | 12.4297 | -10.8297 | 0 | 32.9863 | 54.98% | 1 | 0 | 0 | 0.07 | 0 | 0 | 0
| 1045 | 1.3778 | 3.228 | 842 | 32.5 | 813.3095 | 85.125 | 0.78956 | 12.8432 | -11.4654 | 0 | 43.1942 | 71.99% | 1 | 0 | 0 | 0.71 | 0 | 0 | 0
| 1046 | 1.1111 | 3.228 | 820 | 33 | 792.0592 | 84.25 | 0.79263 | 12.5561 | -11.445 | 0 | 53.402 | 89% | 1 | 0 | 0 | 4.49 | 0 | 0 | 0
| 1047 | 1.1111 | 3.228 | 715 | 32.7 | 690.637 | 77.3875 | 0.81664 | 11.2801 | -10.169 | 0 | 60 | 100% | 1 | 0 | 0 | 10.17 | 0 | 0 | 0
| 1048 | 1 | 3.228 | 534 | 32.5 | 515.8044 | 65.875 | 0.85694 | 8.8402 | -7.8402 | 0 | 60 | 100% | 0 | 0 | 0 | 7.84 | 0 | 0 | 0
| 1049 | 0.44444 | 3.228 | 299 | 31.3 | 288.8118 | 49.9875 | 0.91254 | 5.2711 | -4.8266 | 0 | 60 | 100% | 0 | 0 | 0 | 4.83 | 0 | 0 | 0
| 1050 | 0.44444 | 3.228 | 80 | 30.2 | 77.2741 | 35.2 | 0.9643 | 1.4903 | -1.0459 | 0 | 60 | 100% | 0 | 0 | 0 | 1.05 | 0 | 0 | 0
| 1051 | 7.7444 | 7.7444 | 3 | 29 | 2.8978 | 29.1875 | 0.98534 | 0.057106 | 7.6873 | 11 | 60 | 100% | 0 | 0 | 0 | 0 | 0 | 0 | 0
| 1052 | 8.9667 | 8.9667 | 0 | 28.5 | 0 | 28.5 | 0.98775 | 0 | 8.9667 | 10 | 51.8968 | 86.49% | 0 | 0 | 0 | 0 | 0 | 0 | 0
| 1053 | 8.9667 | 8.9667 | 0 | 28.1 | 0 | 28.1 | 0.98915 | 0 | 8.9667 | 9 | 42.4451 | 70.74% | 0 | 0 | 0 | 0 | 0 | 0 | 0
| 1054 | 8.9667 | 8.9667 | 0 | 27.6 | 0 | 27.6 | 0.9909 | 0 | 8.9667 | 8 | 32.9934 | 54.99% | 0 | 0 | 0 | 0 | 0 | 0 | 0
| 1055 | 7.3 | 7.3 | 0 | 27.4 | 0 | 27.4 | 0.9916 | 0 | 7.3 | 7 | 23.5417 | 39.24% | 0 | 0 | 0 | 0 | 0 | 0 | 0
| 1056 | 1.6889 | 3.228 | 0 | 27.3 | 0 | 27.3 | 0.99195 | 0 | 1.6889 | 6 | 15.8469 | 26.41% | 0 | 0 | 0 | 0 | 0 | 0 | 0
| 1057 | 1.1333 | 3.228 | 0 | 27.1 | 0 | 27.1 | 0.99265 | 0 | 1.1333 | 5 | 14.0666 | 23.44% | 0 | 0 | 0 | 0 | 0 | 0 | 0
| 1058 | 1.1333 | 3.228 | 0 | 26.8 | 0 | 26.8 | 0.9937 | 0 | 1.1333 | 4 | 12.872 | 21.45% | 0 | 0 | 0 | 0 | 0.31 | 0 | 0
| 1059 | 0.022222 | 3.228 | 0 | 26.6 | 0 | 26.6 | 0.9944 | 0 | 0.022222 | 3 | 12 | 20% | 0 | 0 | 0 | 0 | 0.02 | 0 | 0
| 1060 | 0.022222 | 3.228 | 0 | 26.3 | 0 | 26.3 | 0.99545 | 0 | 0.022222 | 2 | 12 | 20% | 0 | 0 | 0 | 0 | 0.02 | 0 | 0
| 1061 | 0.022222 | 3.228 | 0 | 26.3 | 0 | 26.3 | 0.99545 | 0 | 0.022222 | 1 | 12 | 20% | 0 | 0 | 0 | 0 | 0.02 | 0 | 0
| 1062 | 0.022222 | 3.228 | 0 | 26.3 | 0 | 26.3 | 0.99545 | 0 | 0.022222 | 0 | 12 | 20% | 0 | 0 | 0 | 0 | 0.02 | 0 | 0
| 1063 | 0.022222 | 3.228 | 2 | 26.3 | 1.9319 | 26.425 | 0.99501 | 0.038444 | -0.016222 | 0 | 12 | 20% | 0 | 0 | 0 | 0 | 0 | 0 | 0
| 1064 | 0.66667 | 3.228 | 64 | 27.5 | 61.8193 | 31.5 | 0.97725 | 1.2083 | -0.54159 | 0 | 12.0154 | 20.03% | 1 | 1 | 0.8 | 0 | 0 | 0 | 0
| 1065 | 0.77778 | 3.228 | 241 | 28.8 | 232.7881 | 43.8625 | 0.93398 | 4.3484 | -3.5706 | 0 | 12.5292 | 20.88% | 1 | 0 | 0 | 0 | 0 | 0 | 0
| 1066 | 1.0444 | 3.228 | 400 | 30 | 386.3703 | 55 | 0.895 | 6.916 | -5.8716 | 0 | 15.9166 | 26.53% | 1 | 0 | 0 | 0 | 0 | 0 | 0
| 1067 | 1.0444 | 3.228 | 549 | 30.5 | 530.2933 | 64.8125 | 0.86066 | 9.128 | -8.0836 | 0 | 21.4868 | 35.81% | 1 | 0 | 0 | 0 | 0 | 0 | 0
| 1068 | 1.6 | 3.228 | 644 | 31.1 | 622.0562 | 71.35 | 0.83778 | 10.4229 | -8.8229 | 0 | 29.1556 | 48.59% | 1 | 0 | 0 | 0 | 0 | 0 | 0
| 1069 | 1.3778 | 3.228 | 678 | 31.6 | 654.8977 | 73.975 | 0.82859 | 10.8528 | -9.475 | 0 | 37.5257 | 62.54% | 1 | 0 | 0 | 0 | 0 | 0 | 0
| 1070 | 1.1111 | 3.228 | 715 | 31.9 | 690.637 | 76.5875 | 0.81944 | 11.3188 | -10.2077 | 0 | 46.5145 | 77.52% | 1 | 0 | 0 | 0 | 0 | 0 | 0
| 1071 | 1.1111 | 3.228 | 658 | 32.2 | 635.5792 | 73.325 | 0.83086 | 10.5616 | -9.4505 | 0 | 56.1983 | 93.66% | 1 | 0 | 0 | 5.44 | 0 | 0 | 0
| 1072 | 1 | 3.228 | 512 | 32.5 | 494.554 | 64.5 | 0.86175 | 8.5236 | -7.5236 | 0 | 60 | 100% | 1 | 0 | 0 | 7.52 | 0 | 0 | 0
| 1073 | 0.44444 | 3.228 | 293 | 31.6 | 283.0163 | 49.9125 | 0.91281 | 5.1668 | -4.7223 | 0 | 60 | 100% | 0 | 0 | 0 | 4.72 | 0 | 0 | 0
| 1074 | 0.44444 | 3.228 | 81 | 30.6 | 78.24 | 35.6625 | 0.96268 | 1.5064 | -1.062 | 0 | 60 | 100% | 0 | 0 | 0 | 1.06 | 0 | 0 | 0
| 1075 | 7.7444 | 7.7444 | 3 | 29.7 | 2.8978 | 29.8875 | 0.98289 | 0.056964 | 7.6875 | 11 | 60 | 100% | 0 | 0 | 0 | 0 | 0 | 0 | 0
| 1076 | 8.9667 | 8.9667 | 0 | 29.2 | 0 | 29.2 | 0.9853 | 0 | 8.9667 | 10 | 51.8967 | 86.49% | 0 | 0 | 0 | 0 | 0 | 0 | 0
| 1077 | 8.9667 | 8.9667 | 0 | 28.7 | 0 | 28.7 | 0.98705 | 0 | 8.9667 | 9 | 42.445 | 70.74% | 0 | 0 | 0 | 0 | 0 | 0 | 0
| 1078 | 8.9667 | 8.9667 | 0 | 28.2 | 0 | 28.2 | 0.9888 | 0 | 8.9667 | 8 | 32.9933 | 54.99% | 0 | 0 | 0 | 0 | 0 | 0 | 0
| 1079 | 7.3 | 7.3 | 0 | 27.9 | 0 | 27.9 | 0.98985 | 0 | 7.3 | 7 | 23.5416 | 39.24% | 0 | 0 | 0 | 0 | 0 | 0 | 0
| 1080 | 1.6889 | 3.228 | 0 | 27.5 | 0 | 27.5 | 0.99125 | 0 | 1.6889 | 6 | 15.8467 | 26.41% | 0 | 0 | 0 | 0 | 0 | 0 | 0
| 1081 | 1.1333 | 3.228 | 0 | 27.2 | 0 | 27.2 | 0.9923 | 0 | 1.1333 | 5 | 14.0665 | 23.44% | 0 | 0 | 0 | 0 | 0 | 0 | 0
| 1082 | 1.1333 | 3.228 | 0 | 27 | 0 | 27 | 0.993 | 0 | 1.1333 | 4 | 12.8718 | 21.45% | 0 | 0 | 0 | 0 | 0.31 | 0 | 0
| 1083 | 0.022222 | 3.228 | 0 | 26.9 | 0 | 26.9 | 0.99335 | 0 | 0.022222 | 3 | 12 | 20% | 0 | 0 | 0 | 0 | 0.02 | 0 | 0
| 1084 | 0.022222 | 3.228 | 0 | 26.7 | 0 | 26.7 | 0.99405 | 0 | 0.022222 | 2 | 12 | 20% | 0 | 0 | 0 | 0 | 0.02 | 0 | 0
| 1085 | 0.022222 | 3.228 | 0 | 26.5 | 0 | 26.5 | 0.99475 | 0 | 0.022222 | 1 | 12 | 20% | 0 | 0 | 0 | 0 | 0.02 | 0 | 0
| 1086 | 0.022222 | 3.228 | 0 | 26.2 | 0 | 26.2 | 0.9958 | 0 | 0.022222 | 0 | 12 | 20% | 0 | 0 | 0 | 0 | 0.02 | 0 | 0
| 1087 | 0.022222 | 3.228 | 2 | 26 | 1.9319 | 26.125 | 0.99606 | 0.038485 | -0.016263 | 0 | 12 | 20% | 0 | 0 | 0 | 0 | 0 | 0 | 0
| 1088 | 0.66667 | 3.228 | 72 | 27.6 | 69.5467 | 32.1 | 0.97515 | 1.3564 | -0.6897 | 0 | 12.0154 | 20.03% | 1 | 1 | 0.8 | 0 | 0 | 0 | 0
| 1089 | 0.77778 | 3.228 | 289 | 29.1 | 279.1526 | 47.1625 | 0.92243 | 5.15 | -4.3722 | 0 | 12.6697 | 21.12% | 1 | 0 | 0 | 0 | 0 | 0 | 0
| 1090 | 1.0444 | 3.228 | 527 | 30.7 | 509.0429 | 63.6375 | 0.86477 | 8.8041 | -7.7596 | 0 | 16.8176 | 28.03% | 1 | 0 | 0 | 0 | 0 | 0 | 0
| 1091 | 1.0444 | 3.228 | 722 | 31.7 | 697.3984 | 76.825 | 0.81861 | 11.418 | -10.3735 | 0 | 24.179 | 40.3% | 1 | 0 | 0 | 0 | 0 | 0 | 0
| 1092 | 1.6 | 3.228 | 847 | 32.6 | 818.1392 | 85.5375 | 0.78812 | 12.8958 | -11.2958 | 0 | 34.0202 | 56.7% | 1 | 0 | 0 | 0.54 | 0 | 0 | 0
| 1093 | 1.3778 | 3.228 | 893 | 33.6 | 862.5718 | 89.4125 | 0.77456 | 13.3622 | -11.9844 | 0 | 44.2281 | 73.71% | 1 | 0 | 0 | 1.22 | 0 | 0 | 0
| 1094 | 1.1111 | 3.228 | 829 | 33.2 | 800.7525 | 85.0125 | 0.78996 | 12.6512 | -11.5401 | 0 | 54.4359 | 90.73% | 1 | 0 | 0 | 5.67 | 0 | 0 | 0
| 1095 | 1.1111 | 3.228 | 683 | 32.9 | 659.7273 | 75.5875 | 0.82294 | 10.8584 | -9.7473 | 0 | 60 | 100% | 1 | 0 | 0 | 9.75 | 0 | 0 | 0
| 1096 | 1 | 3.228 | 476 | 32.5 | 459.7807 | 62.25 | 0.86962 | 7.9967 | -6.9967 | 0 | 60 | 100% | 0 | 0 | 0 | 7 | 0 | 0 | 0
| 1097 | 0.44444 | 3.228 | 284 | 31.6 | 274.3229 | 49.35 | 0.91478 | 5.0189 | -4.5744 | 0 | 60 | 100% | 0 | 0 | 0 | 4.57 | 0 | 0 | 0
| 1098 | 0.44444 | 3.228 | 81 | 30.7 | 78.24 | 35.7625 | 0.96233 | 1.5059 | -1.0614 | 0 | 60 | 100% | 0 | 0 | 0 | 1.06 | 0 | 0 | 0
| 1099 | 7.7444 | 7.7444 | 3 | 29.8 | 2.8978 | 29.9875 | 0.98254 | 0.056944 | 7.6875 | 12 | 60 | 100% | 0 | 0 | 0 | 0 | 0 | 0 | 0
| 1100 | 8.9667 | 8.9667 | 0 | 29.3 | 0 | 29.3 | 0.98495 | 0 | 8.9667 | 11 | 51.8967 | 86.49% | 0 | 0 | 0 | 0 | 0 | 0 | 0
| 1101 | 8.9667 | 8.9667 | 0 | 28.9 | 0 | 28.9 | 0.98635 | 0 | 8.9667 | 10 | 42.445 | 70.74% | 0 | 0 | 0 | 0 | 0 | 0 | 0
| 1102 | 8.9667 | 8.9667 | 0 | 28.4 | 0 | 28.4 | 0.9881 | 0 | 8.9667 | 9 | 32.9933 | 54.99% | 0 | 0 | 0 | 0 | 0 | 0 | 0
| 1103 | 7.3 | 7.3 | 0 | 27.9 | 0 | 27.9 | 0.98985 | 0 | 7.3 | 8 | 23.5416 | 39.24% | 0 | 0 | 0 | 0 | 0 | 0 | 0
| 1104 | 1.6889 | 3.228 | 0 | 27.5 | 0 | 27.5 | 0.99125 | 0 | 1.6889 | 7 | 15.8467 | 26.41% | 0 | 0 | 0 | 0 | 0 | 0 | 0
| 1105 | 1.1333 | 3.228 | 0 | 27 | 0 | 27 | 0.993 | 0 | 1.1333 | 6 | 14.0665 | 23.44% | 0 | 0 | 0 | 0 | 0 | 0 | 0
| 1106 | 1.1333 | 3.228 | 0 | 26.8 | 0 | 26.8 | 0.9937 | 0 | 1.1333 | 5 | 12.8718 | 21.45% | 0 | 0 | 0 | 0 | 0.31 | 0 | 0
| 1107 | 0.022222 | 3.228 | 0 | 26.7 | 0 | 26.7 | 0.99405 | 0 | 0.022222 | 4 | 12 | 20% | 0 | 0 | 0 | 0 | 0.02 | 0 | 0
| 1108 | 0.022222 | 3.228 | 0 | 26.5 | 0 | 26.5 | 0.99475 | 0 | 0.022222 | 3 | 12 | 20% | 0 | 0 | 0 | 0 | 0.02 | 0 | 0
| 1109 | 0.022222 | 3.228 | 0 | 26.2 | 0 | 26.2 | 0.9958 | 0 | 0.022222 | 2 | 12 | 20% | 0 | 0 | 0 | 0 | 0.02 | 0 | 0
| 1110 | 0.022222 | 3.228 | 0 | 25.9 | 0 | 25.9 | 0.99685 | 0 | 0.022222 | 1 | 12 | 20% | 0 | 0 | 0 | 0 | 0.02 | 0 | 0
| 1111 | 0.022222 | 3.228 | 1 | 25.6 | 0.96593 | 25.6625 | 0.99768 | 0.019274 | 0.0029485 | 0 | 12 | 20% | 0 | 0 | 0 | 0 | 0 | 0 | 0
| 1112 | 0.66667 | 3.228 | 60 | 26.7 | 57.9555 | 30.45 | 0.98093 | 1.137 | -0.47033 | 0 | 12 | 20% | 0 | 0 | 0 | 0 | 0 | 0 | 0
| 1113 | 0.77778 | 3.228 | 247 | 27.8 | 238.5837 | 43.2375 | 0.93617 | 4.4671 | -3.6893 | 0 | 12.4462 | 20.74% | 1 | 1 | 0.8 | 0 | 0 | 0 | 0
| 1114 | 1.0444 | 3.228 | 467 | 28.9 | 451.0874 | 58.0875 | 0.88419 | 7.977 | -6.9325 | 0 | 15.9462 | 26.58% | 1 | 0 | 0 | 0 | 0 | 0 | 0
| 1115 | 1.0444 | 3.228 | 694 | 30.6 | 670.3525 | 73.975 | 0.82859 | 11.1089 | -10.0645 | 0 | 22.523 | 37.54% | 1 | 0 | 0 | 0 | 0 | 0 | 0
| 1116 | 1.6 | 3.228 | 855 | 32.4 | 825.8666 | 85.8375 | 0.78707 | 13.0003 | -11.4003 | 0 | 32.071 | 53.45% | 1 | 0 | 0 | 0.64 | 0 | 0 | 0
| 1117 | 1.3778 | 3.228 | 923 | 34.1 | 891.5495 | 91.7875 | 0.76624 | 13.6629 | -12.2851 | 0 | 42.2788 | 70.46% | 1 | 0 | 0 | 1.53 | 0 | 0 | 0
| 1118 | 1.1111 | 3.228 | 883 | 34.4 | 852.9125 | 89.5875 | 0.77394 | 13.2021 | -12.091 | 0 | 52.4866 | 87.48% | 1 | 0 | 0 | 4.17 | 0 | 0 | 0
| 1119 | 1.1111 | 3.228 | 760 | 34.7 | 734.1036 | 82.2 | 0.7998 | 11.7427 | -10.6316 | 0 | 60 | 100% | 1 | 0 | 0 | 10.63 | 0 | 0 | 0
| 1120 | 1 | 3.228 | 563 | 35 | 543.8162 | 70.1875 | 0.84184 | 9.1562 | -8.1562 | 0 | 60 | 100% | 0 | 0 | 0 | 8.16 | 0 | 0 | 0
| 1121 | 0.44444 | 3.228 | 315 | 33.3 | 304.2666 | 52.9875 | 0.90204 | 5.4892 | -5.0448 | 0 | 60 | 100% | 0 | 0 | 0 | 5.04 | 0 | 0 | 0
| 1122 | 0.44444 | 3.228 | 86 | 31.7 | 83.0696 | 37.075 | 0.95774 | 1.5912 | -1.1467 | 0 | 60 | 100% | 0 | 0 | 0 | 1.15 | 0 | 0 | 0
| 1123 | 7.7444 | 7.7444 | 3 | 30 | 2.8978 | 30.1875 | 0.98184 | 0.056903 | 7.6875 | 11 | 60 | 100% | 0 | 0 | 0 | 0 | 0 | 0 | 0
| 1124 | 8.9667 | 8.9667 | 0 | 29.3 | 0 | 29.3 | 0.98495 | 0 | 8.9667 | 10 | 51.8966 | 86.49% | 0 | 0 | 0 | 0 | 0 | 0 | 0
| 1125 | 8.9667 | 8.9667 | 0 | 28.6 | 0 | 28.6 | 0.9874 | 0 | 8.9667 | 9 | 42.4449 | 70.74% | 0 | 0 | 0 | 0 | 0 | 0 | 0
| 1126 | 8.9667 | 8.9667 | 0 | 27.9 | 0 | 27.9 | 0.98985 | 0 | 8.9667 | 8 | 32.9932 | 54.99% | 0 | 0 | 0 | 0 | 0 | 0 | 0
| 1127 | 7.3 | 7.3 | 0 | 27 | 0 | 27 | 0.993 | 0 | 7.3 | 7 | 23.5415 | 39.24% | 0 | 0 | 0 | 0 | 0 | 0 | 0
| 1128 | 1.6889 | 3.228 | 0 | 26.2 | 0 | 26.2 | 0.9958 | 0 | 1.6889 | 6 | 15.8467 | 26.41% | 0 | 0 | 0 | 0 | 0 | 0 | 0
| 1129 | 1.1333 | 3.228 | 0 | 25.3 | 0 | 25.3 | 0.99895 | 0 | 1.1333 | 5 | 14.0664 | 23.44% | 0 | 0 | 0 | 0 | 0 | 0 | 0
| 1130 | 1.1333 | 3.228 | 0 | 24.4 | 0 | 24.4 | 1.0021 | 0 | 1.1333 | 4 | 12.8718 | 21.45% | 0 | 0 | 0 | 0 | 0.31 | 0 | 0
| 1131 | 0.022222 | 3.228 | 0 | 23.5 | 0 | 23.5 | 1.0052 | 0 | 0.022222 | 3 | 12 | 20% | 0 | 0 | 0 | 0 | 0.02 | 0 | 0
| 1132 | 0.022222 | 3.228 | 0 | 22.6 | 0 | 22.6 | 1.0084 | 0 | 0.022222 | 2 | 12 | 20% | 0 | 0 | 0 | 0 | 0.02 | 0 | 0
| 1133 | 0.022222 | 3.228 | 0 | 22.1 | 0 | 22.1 | 1.0102 | 0 | 0.022222 | 1 | 12 | 20% | 0 | 0 | 0 | 0 | 0.02 | 0 | 0
| 1134 | 0.022222 | 3.228 | 0 | 21.6 | 0 | 21.6 | 1.0119 | 0 | 0.022222 | 0 | 12 | 20% | 0 | 0 | 0 | 0 | 0.02 | 0 | 0
| 1135 | 0.022222 | 3.228 | 2 | 21.1 | 1.9319 | 21.225 | 1.0132 | 0.039148 | -0.016925 | 0 | 12 | 20% | 0 | 0 | 0 | 0 | 0 | 0 | 0
| 1136 | 0.66667 | 3.228 | 77 | 22.6 | 74.3763 | 27.4125 | 0.99156 | 1.475 | -0.8083 | 0 | 12.0161 | 20.03% | 1 | 1 | 0.8 | 0 | 0 | 0 | 0
| 1137 | 0.77778 | 3.228 | 303 | 24.2 | 292.6755 | 43.1375 | 0.93652 | 5.4819 | -4.7041 | 0 | 12.7829 | 21.3% | 1 | 0 | 0 | 0 | 0 | 0 | 0
| 1138 | 1.0444 | 3.228 | 549 | 25.7 | 530.2933 | 60.0125 | 0.87746 | 9.3062 | -8.2617 | 0 | 17.2456 | 28.74% | 1 | 0 | 0 | 0 | 0 | 0 | 0
| 1139 | 1.0444 | 3.228 | 751 | 27.1 | 725.4103 | 74.0375 | 0.82837 | 12.0181 | -10.9737 | 0 | 25.0834 | 41.81% | 1 | 0 | 0 | 0.21 | 0 | 0 | 0
| 1140 | 1.6 | 3.228 | 882 | 28.6 | 851.9466 | 83.725 | 0.79446 | 13.5368 | -11.9368 | 0 | 35.2912 | 58.82% | 1 | 0 | 0 | 1.18 | 0 | 0 | 0
| 1141 | 1.3778 | 3.228 | 930 | 30 | 898.311 | 88.125 | 0.77906 | 13.9968 | -12.619 | 0 | 45.4991 | 75.83% | 1 | 0 | 0 | 1.86 | 0 | 0 | 0
| 1142 | 1.1111 | 3.228 | 889 | 31.3 | 858.7081 | 86.8625 | 0.78348 | 13.4556 | -12.3445 | 0 | 55.7069 | 92.84% | 1 | 0 | 0 | 7.82 | 0 | 0 | 0
| 1143 | 1.1111 | 3.228 | 764 | 32.5 | 737.9673 | 80.25 | 0.80663 | 11.9053 | -10.7941 | 0 | 60 | 100% | 1 | 0 | 0 | 10.79 | 0 | 0 | 0
| 1144 | 1 | 3.228 | 566 | 33.8 | 546.714 | 69.175 | 0.84539 | 9.2437 | -8.2437 | 0 | 60 | 100% | 0 | 0 | 0 | 8.24 | 0 | 0 | 0
| 1145 | 0.44444 | 3.228 | 318 | 32.1 | 307.1644 | 51.975 | 0.90559 | 5.5633 | -5.1188 | 0 | 60 | 100% | 0 | 0 | 0 | 5.12 | 0 | 0 | 0
| 1146 | 0.44444 | 3.228 | 87 | 30.4 | 84.0355 | 35.8375 | 0.96207 | 1.617 | -1.1725 | 0 | 60 | 100% | 0 | 0 | 0 | 1.17 | 0 | 0 | 0
| 1147 | 7.7444 | 7.7444 | 3 | 28.7 | 2.8978 | 28.8875 | 0.98639 | 0.057167 | 7.6873 | 11 | 60 | 100% | 0 | 0 | 0 | 0 | 0 | 0 | 0
| 1148 | 8.9667 | 8.9667 | 0 | 28.1 | 0 | 28.1 | 0.98915 | 0 | 8.9667 | 10 | 51.8969 | 86.49% | 0 | 0 | 0 | 0 | 0 | 0 | 0
| 1149 | 8.9667 | 8.9667 | 0 | 27.4 | 0 | 27.4 | 0.9916 | 0 | 8.9667 | 9 | 42.4452 | 70.74% | 0 | 0 | 0 | 0 | 0 | 0 | 0
| 1150 | 8.9667 | 8.9667 | 0 | 26.8 | 0 | 26.8 | 0.9937 | 0 | 8.9667 | 8 | 32.9935 | 54.99% | 0 | 0 | 0 | 0 | 0 | 0 | 0
| 1151 | 7.3 | 7.3 | 0 | 26.3 | 0 | 26.3 | 0.99545 | 0 | 7.3 | 7 | 23.5418 | 39.24% | 0 | 0 | 0 | 0 | 0 | 0 | 0
| 1152 | 1.6889 | 3.228 | 0 | 25.8 | 0 | 25.8 | 0.9972 | 0 | 1.6889 | 6 | 15.8469 | 26.41% | 0 | 0 | 0 | 0 | 0 | 0 | 0
| 1153 | 1.1333 | 3.228 | 0 | 25.3 | 0 | 25.3 | 0.99895 | 0 | 1.1333 | 5 | 14.0667 | 23.44% | 0 | 0 | 0 | 0 | 0 | 0 | 0
| 1154 | 1.1333 | 3.228 | 0 | 24.1 | 0 | 24.1 | 1.0031 | 0 | 1.1333 | 4 | 12.872 | 21.45% | 0 | 0 | 0 | 0 | 0.31 | 0 | 0
| 1155 | 0.022222 | 3.228 | 0 | 22.8 | 0 | 22.8 | 1.0077 | 0 | 0.022222 | 3 | 12 | 20% | 0 | 0 | 0 | 0 | 0.02 | 0 | 0
| 1156 | 0.022222 | 3.228 | 0 | 21.6 | 0 | 21.6 | 1.0119 | 0 | 0.022222 | 2 | 12 | 20% | 0 | 0 | 0 | 0 | 0.02 | 0 | 0
| 1157 | 0.022222 | 3.228 | 0 | 21.3 | 0 | 21.3 | 1.013 | 0 | 0.022222 | 1 | 12 | 20% | 0 | 0 | 0 | 0 | 0.02 | 0 | 0
| 1158 | 0.022222 | 3.228 | 0 | 21 | 0 | 21 | 1.014 | 0 | 0.022222 | 0 | 12 | 20% | 0 | 0 | 0 | 0 | 0.02 | 0 | 0
| 1159 | 0.022222 | 3.228 | 2 | 20.7 | 1.9319 | 20.825 | 1.0146 | 0.039202 | -0.016979 | 0 | 12 | 20% | 0 | 0 | 0 | 0 | 0 | 0 | 0
| 1160 | 0.66667 | 3.228 | 77 | 22.9 | 74.3763 | 27.7125 | 0.99051 | 1.4734 | -0.80674 | 0 | 12.0161 | 20.03% | 1 | 1 | 0.8 | 0 | 0 | 0 | 0
| 1161 | 0.77778 | 3.228 | 297 | 25.2 | 286.88 | 43.7625 | 0.93433 | 5.3608 | -4.583 | 0 | 12.7814 | 21.3% | 1 | 0 | 0 | 0 | 0 | 0 | 0
| 1162 | 1.0444 | 3.228 | 536 | 27.4 | 517.7362 | 60.9 | 0.87435 | 9.0537 | -8.0092 | 0 | 17.1293 | 28.55% | 1 | 0 | 0 | 0 | 0 | 0 | 0
| 1163 | 1.0444 | 3.228 | 732 | 28.9 | 707.0577 | 74.65 | 0.82622 | 11.6838 | -10.6393 | 0 | 24.7275 | 41.21% | 1 | 0 | 0 | 0 | 0 | 0 | 0
| 1164 | 1.6 | 3.228 | 859 | 30.3 | 829.7303 | 83.9875 | 0.79354 | 13.1685 | -11.5685 | 0 | 34.8209 | 58.03% | 1 | 0 | 0 | 0.81 | 0 | 0 | 0
| 1165 | 1.3778 | 3.228 | 906 | 31.8 | 875.1288 | 88.425 | 0.77801 | 13.6172 | -12.2394 | 0 | 45.0287 | 75.05% | 1 | 0 | 0 | 1.48 | 0 | 0 | 0
| 1166 | 1.1111 | 3.228 | 866 | 31.5 | 836.4918 | 85.625 | 0.78781 | 13.18 | -12.0689 | 0 | 55.2365 | 92.06% | 1 | 0 | 0 | 7.05 | 0 | 0 | 0
| 1167 | 1.1111 | 3.228 | 744 | 31.3 | 718.6488 | 77.8 | 0.8152 | 11.7169 | -10.6057 | 0 | 60 | 100% | 1 | 0 | 0 | 10.61 | 0 | 0 | 0
| 1168 | 1 | 3.228 | 551 | 31 | 532.2251 | 65.4375 | 0.85847 | 9.138 | -8.138 | 0 | 60 | 100% | 0 | 0 | 0 | 8.14 | 0 | 0 | 0
| 1169 | 0.44444 | 3.228 | 320 | 30.1 | 309.0963 | 50.1 | 0.91215 | 5.6388 | -5.1944 | 0 | 60 | 100% | 0 | 0 | 0 | 5.19 | 0 | 0 | 0
| 1170 | 0.44444 | 3.228 | 90 | 29.1 | 86.9333 | 34.725 | 0.96596 | 1.6795 | -1.235 | 0 | 60 | 100% | 0 | 0 | 0 | 1.24 | 0 | 0 | 0
| 1171 | 7.7444 | 7.7444 | 3 | 28.2 | 2.8978 | 28.3875 | 0.98814 | 0.057268 | 7.6872 | 11 | 60 | 100% | 0 | 0 | 0 | 0 | 0 | 0 | 0
| 1172 | 8.9667 | 8.9667 | 0 | 27.8 | 0 | 27.8 | 0.9902 | 0 | 8.9667 | 10 | 51.897 | 86.5% | 0 | 0 | 0 | 0 | 0 | 0 | 0
| 1173 | 8.9667 | 8.9667 | 0 | 27.4 | 0 | 27.4 | 0.9916 | 0 | 8.9667 | 9 | 42.4453 | 70.74% | 0 | 0 | 0 | 0 | 0 | 0 | 0
| 1174 | 8.9667 | 8.9667 | 0 | 27 | 0 | 27 | 0.993 | 0 | 8.9667 | 8 | 32.9936 | 54.99% | 0 | 0 | 0 | 0 | 0 | 0 | 0
| 1175 | 7.3 | 7.3 | 0 | 26.8 | 0 | 26.8 | 0.9937 | 0 | 7.3 | 7 | 23.5419 | 39.24% | 0 | 0 | 0 | 0 | 0 | 0 | 0
| 1176 | 1.6889 | 3.228 | 0 | 26.5 | 0 | 26.5 | 0.99475 | 0 | 1.6889 | 6 | 15.847 | 26.41% | 0 | 0 | 0 | 0 | 0 | 0 | 0
| 1177 | 1.1333 | 3.228 | 0 | 26.3 | 0 | 26.3 | 0.99545 | 0 | 1.1333 | 5 | 14.0668 | 23.44% | 0 | 0 | 0 | 0 | 0 | 0 | 0
| 1178 | 1.1333 | 3.228 | 0 | 25.4 | 0 | 25.4 | 0.9986 | 0 | 1.1333 | 4 | 12.8722 | 21.45% | 0 | 0 | 0 | 0 | 0.31 | 0 | 0
| 1179 | 0.022222 | 3.228 | 0 | 24.5 | 0 | 24.5 | 1.0017 | 0 | 0.022222 | 3 | 12 | 20% | 0 | 0 | 0 | 0 | 0.02 | 0 | 0
| 1180 | 0.022222 | 3.228 | 0 | 23.6 | 0 | 23.6 | 1.0049 | 0 | 0.022222 | 2 | 12 | 20% | 0 | 0 | 0 | 0 | 0.02 | 0 | 0
| 1181 | 0.022222 | 3.228 | 0 | 23.5 | 0 | 23.5 | 1.0052 | 0 | 0.022222 | 1 | 12 | 20% | 0 | 0 | 0 | 0 | 0.02 | 0 | 0
| 1182 | 0.022222 | 3.228 | 0 | 23.3 | 0 | 23.3 | 1.0059 | 0 | 0.022222 | 0 | 12 | 20% | 0 | 0 | 0 | 0 | 0.02 | 0 | 0
| 1183 | 0.022222 | 3.228 | 2 | 23.2 | 1.9319 | 23.325 | 1.0059 | 0.038864 | -0.016641 | 0 | 12 | 20% | 0 | 0 | 0 | 0 | 0 | 0 | 0
| 1184 | 0.66667 | 3.228 | 78 | 24.2 | 75.3422 | 29.075 | 0.98574 | 1.4854 | -0.81869 | 0 | 12.0158 | 20.03% | 1 | 1 | 0.8 | 0 | 0 | 0 | 0
| 1185 | 0.77778 | 3.228 | 300 | 25.3 | 289.7777 | 44.05 | 0.93332 | 5.4091 | -4.6314 | 0 | 12.7925 | 21.32% | 1 | 0 | 0 | 0 | 0 | 0 | 0
| 1186 | 1.0444 | 3.228 | 542 | 26.3 | 523.5318 | 60.175 | 0.87689 | 9.1816 | -8.1371 | 0 | 17.1862 | 28.64% | 1 | 0 | 0 | 0 | 0 | 0 | 0
| 1187 | 1.0444 | 3.228 | 746 | 27.6 | 720.5807 | 74.225 | 0.82771 | 11.9287 | -10.8842 | 0 | 24.9057 | 41.51% | 1 | 0 | 0 | 0.12 | 0 | 0 | 0
| 1188 | 1.6 | 3.228 | 881 | 29 | 850.9807 | 84.0625 | 0.79328 | 13.5013 | -11.9013 | 0 | 35.1135 | 58.52% | 1 | 0 | 0 | 1.14 | 0 | 0 | 0
| 1189 | 1.3778 | 3.228 | 933 | 30.3 | 901.2088 | 88.6125 | 0.77736 | 14.0112 | -12.6334 | 0 | 45.3214 | 75.54% | 1 | 0 | 0 | 1.87 | 0 | 0 | 0
| 1190 | 1.1111 | 3.228 | 892 | 31.4 | 861.6058 | 87.15 | 0.78248 | 13.4837 | -12.3726 | 0 | 55.5292 | 92.55% | 1 | 0 | 0 | 7.66 | 0 | 0 | 0
| 1191 | 1.1111 | 3.228 | 767 | 32.4 | 740.8651 | 80.3375 | 0.80632 | 11.9475 | -10.8364 | 0 | 60 | 100% | 1 | 0 | 0 | 10.84 | 0 | 0 | 0
| 1192 | 1 | 3.228 | 569 | 33.5 | 549.6118 | 69.0625 | 0.84578 | 9.297 | -8.297 | 0 | 60 | 100% | 0 | 0 | 0 | 8.3 | 0 | 0 | 0
| 1193 | 0.44444 | 3.228 | 321 | 32.1 | 310.0622 | 52.1625 | 0.90493 | 5.6117 | -5.1673 | 0 | 60 | 100% | 0 | 0 | 0 | 5.17 | 0 | 0 | 0
| 1194 | 0.44444 | 3.228 | 89 | 30.7 | 85.9674 | 36.2625 | 0.96058 | 1.6516 | -1.2071 | 0 | 60 | 100% | 0 | 0 | 0 | 1.21 | 0 | 0 | 0
| 1195 | 7.7444 | 7.7444 | 3 | 29.3 | 2.8978 | 29.4875 | 0.98429 | 0.057045 | 7.6874 | 11 | 60 | 100% | 0 | 0 | 0 | 0 | 0 | 0 | 0
| 1196 | 8.9667 | 8.9667 | 0 | 28.3 | 0 | 28.3 | 0.98845 | 0 | 8.9667 | 10 | 51.8968 | 86.49% | 0 | 0 | 0 | 0 | 0 | 0 | 0
| 1197 | 8.9667 | 8.9667 | 0 | 27.3 | 0 | 27.3 | 0.99195 | 0 | 8.9667 | 9 | 42.4451 | 70.74% | 0 | 0 | 0 | 0 | 0 | 0 | 0
| 1198 | 8.9667 | 8.9667 | 0 | 26.3 | 0 | 26.3 | 0.99545 | 0 | 8.9667 | 8 | 32.9934 | 54.99% | 0 | 0 | 0 | 0 | 0 | 0 | 0
| 1199 | 7.3 | 7.3 | 0 | 26.2 | 0 | 26.2 | 0.9958 | 0 | 7.3 | 7 | 23.5417 | 39.24% | 0 | 0 | 0 | 0 | 0 | 0 | 0
| 1200 | 1.6889 | 3.228 | 0 | 26.1 | 0 | 26.1 | 0.99615 | 0 | 1.6889 | 6 | 15.8468 | 26.41% | 0 | 0 | 0 | 0 | 0 | 0 | 0
| 1201 | 1.1333 | 3.228 | 0 | 26 | 0 | 26 | 0.9965 | 0 | 1.1333 | 5 | 14.0666 | 23.44% | 0 | 0 | 0 | 0 | 0 | 0 | 0
| 1202 | 1.1333 | 3.228 | 0 | 24.8 | 0 | 24.8 | 1.0007 | 0 | 1.1333 | 4 | 12.8719 | 21.45% | 0 | 0 | 0 | 0 | 0.31 | 0 | 0
| 1203 | 0.022222 | 3.228 | 0 | 23.5 | 0 | 23.5 | 1.0052 | 0 | 0.022222 | 3 | 12 | 20% | 0 | 0 | 0 | 0 | 0.02 | 0 | 0
| 1204 | 0.022222 | 3.228 | 0 | 22.3 | 0 | 22.3 | 1.0094 | 0 | 0.022222 | 2 | 12 | 20% | 0 | 0 | 0 | 0 | 0.02 | 0 | 0
| 1205 | 0.022222 | 3.228 | 0 | 22 | 0 | 22 | 1.0105 | 0 | 0.022222 | 1 | 12 | 20% | 0 | 0 | 0 | 0 | 0.02 | 0 | 0
| 1206 | 0.022222 | 3.228 | 0 | 21.8 | 0 | 21.8 | 1.0112 | 0 | 0.022222 | 0 | 12 | 20% | 0 | 0 | 0 | 0 | 0.02 | 0 | 0
| 1207 | 0.022222 | 3.228 | 2 | 21.5 | 1.9319 | 21.625 | 1.0118 | 0.039093 | -0.016871 | 0 | 12 | 20% | 0 | 0 | 0 | 0 | 0 | 0 | 0
| 1208 | 0.66667 | 3.228 | 79 | 22 | 76.3081 | 26.9375 | 0.99322 | 1.5158 | -0.84915 | 0 | 12.016 | 20.03% | 1 | 1 | 0.8 | 0 | 0 | 0 | 0
| 1209 | 0.77778 | 3.228 | 302 | 24.8 | 291.7096 | 43.675 | 0.93464 | 5.4529 | -4.6751 | 0 | 12.8216 | 21.37% | 1 | 0 | 0 | 0 | 0 | 0 | 0
| 1210 | 1.0444 | 3.228 | 542 | 27.6 | 523.5318 | 61.475 | 0.87234 | 9.1339 | -8.0895 | 0 | 17.2567 | 28.76% | 1 | 0 | 0 | 0 | 0 | 0 | 0
| 1211 | 1.0444 | 3.228 | 738 | 29.2 | 712.8533 | 75.325 | 0.82386 | 11.7459 | -10.7014 | 0 | 24.9311 | 41.55% | 1 | 0 | 0 | 0 | 0 | 0 | 0
| 1212 | 1.6 | 3.228 | 864 | 30.8 | 834.5599 | 84.8 | 0.7907 | 13.1977 | -11.5977 | 0 | 35.0834 | 58.47% | 1 | 0 | 0 | 0.84 | 0 | 0 | 0
| 1213 | 1.3778 | 3.228 | 910 | 32.4 | 878.9925 | 89.275 | 0.77504 | 13.625 | -12.2473 | 0 | 45.2912 | 75.49% | 1 | 0 | 0 | 1.49 | 0 | 0 | 0
| 1214 | 1.1111 | 3.228 | 860 | 33 | 830.6962 | 86.75 | 0.78387 | 13.0232 | -11.9121 | 0 | 55.499 | 92.5% | 1 | 0 | 0 | 7.17 | 0 | 0 | 0
| 1215 | 1.1111 | 3.228 | 729 | 33.6 | 704.1599 | 79.1625 | 0.81043 | 11.4135 | -10.3024 | 0 | 60 | 100% | 1 | 0 | 0 | 10.3 | 0 | 0 | 0
| 1216 | 1 | 3.228 | 532 | 34.2 | 513.8725 | 67.45 | 0.85142 | 8.7505 | -7.7505 | 0 | 60 | 100% | 0 | 0 | 0 | 7.75 | 0 | 0 | 0
| 1217 | 0.44444 | 3.228 | 308 | 32.7 | 297.5052 | 51.95 | 0.90568 | 5.3889 | -4.9444 | 0 | 60 | 100% | 0 | 0 | 0 | 4.94 | 0 | 0 | 0
| 1218 | 0.44444 | 3.228 | 88 | 31.3 | 85.0015 | 36.8 | 0.9587 | 1.6298 | -1.1854 | 0 | 60 | 100% | 0 | 0 | 0 | 1.19 | 0 | 0 | 0
| 1219 | 7.7444 | 7.7444 | 3 | 29.8 | 2.8978 | 29.9875 | 0.98254 | 0.056944 | 7.6875 | 11 | 60 | 100% | 0 | 0 | 0 | 0 | 0 | 0 | 0
| 1220 | 8.9667 | 8.9667 | 0 | 28.6 | 0 | 28.6 | 0.9874 | 0 | 8.9667 | 10 | 51.8967 | 86.49% | 0 | 0 | 0 | 0 | 0 | 0 | 0
| 1221 | 8.9667 | 8.9667 | 0 | 27.5 | 0 | 27.5 | 0.99125 | 0 | 8.9667 | 9 | 42.445 | 70.74% | 0 | 0 | 0 | 0 | 0 | 0 | 0
| 1222 | 8.9667 | 8.9667 | 0 | 26.3 | 0 | 26.3 | 0.99545 | 0 | 8.9667 | 8 | 32.9933 | 54.99% | 0 | 0 | 0 | 0 | 0 | 0 | 0
| 1223 | 7.3 | 7.3 | 0 | 25.9 | 0 | 25.9 | 0.99685 | 0 | 7.3 | 7 | 23.5416 | 39.24% | 0 | 0 | 0 | 0 | 0 | 0 | 0
| 1224 | 1.6889 | 3.228 | 0 | 25.4 | 0 | 25.4 | 0.9986 | 0 | 1.6889 | 6 | 15.8467 | 26.41% | 0 | 0 | 0 | 0 | 0 | 0 | 0
| 1225 | 1.1333 | 3.228 | 0 | 25 | 0 | 25 | 1 | 0 | 1.1333 | 5 | 14.0665 | 23.44% | 0 | 0 | 0 | 0 | 0 | 0 | 0
| 1226 | 1.1333 | 3.228 | 0 | 24.2 | 0 | 24.2 | 1.0028 | 0 | 1.1333 | 4 | 12.8718 | 21.45% | 0 | 0 | 0 | 0 | 0.31 | 0 | 0
| 1227 | 0.022222 | 3.228 | 0 | 23.3 | 0 | 23.3 | 1.0059 | 0 | 0.022222 | 3 | 12 | 20% | 0 | 0 | 0 | 0 | 0.02 | 0 | 0
| 1228 | 0.022222 | 3.228 | 0 | 22.5 | 0 | 22.5 | 1.0088 | 0 | 0.022222 | 2 | 12 | 20% | 0 | 0 | 0 | 0 | 0.02 | 0 | 0
| 1229 | 0.022222 | 3.228 | 0 | 22.2 | 0 | 22.2 | 1.0098 | 0 | 0.022222 | 1 | 12 | 20% | 0 | 0 | 0 | 0 | 0.02 | 0 | 0
| 1230 | 0.022222 | 3.228 | 0 | 21.8 | 0 | 21.8 | 1.0112 | 0 | 0.022222 | 0 | 12 | 20% | 0 | 0 | 0 | 0 | 0.02 | 0 | 0
| 1231 | 0.022222 | 3.228 | 2 | 21.5 | 1.9319 | 21.625 | 1.0118 | 0.039093 | -0.016871 | 0 | 12 | 20% | 0 | 0 | 0 | 0 | 0 | 0 | 0
| 1232 | 0.66667 | 3.228 | 81 | 23.8 | 78.24 | 28.8625 | 0.98648 | 1.5436 | -0.87698 | 0 | 12.016 | 20.03% | 1 | 1 | 0.8 | 0 | 0 | 0 | 0
| 1233 | 0.77778 | 3.228 | 304 | 26 | 293.6415 | 45 | 0.93 | 5.4617 | -4.684 | 0 | 12.848 | 21.41% | 1 | 0 | 0 | 0 | 0 | 0 | 0
| 1234 | 1.0444 | 3.228 | 544 | 28.3 | 525.4636 | 62.3 | 0.86945 | 9.1373 | -8.0928 | 0 | 17.2916 | 28.82% | 1 | 0 | 0 | 0 | 0 | 0 | 0
| 1235 | 1.0444 | 3.228 | 739 | 29.8 | 713.8192 | 75.9875 | 0.82154 | 11.7287 | -10.6842 | 0 | 24.9691 | 41.62% | 1 | 0 | 0 | 0 | 0 | 0 | 0
| 1236 | 1.6 | 3.228 | 865 | 31.2 | 835.5258 | 85.2625 | 0.78908 | 13.186 | -11.586 | 0 | 35.1051 | 58.51% | 1 | 0 | 0 | 0.83 | 0 | 0 | 0
| 1237 | 1.3778 | 3.228 | 911 | 32.7 | 879.9584 | 89.6375 | 0.77377 | 13.6177 | -12.2399 | 0 | 45.3129 | 75.52% | 1 | 0 | 0 | 1.48 | 0 | 0 | 0
| 1238 | 1.1111 | 3.228 | 873 | 33.1 | 843.2532 | 87.6625 | 0.78068 | 13.1662 | -12.0551 | 0 | 55.5207 | 92.53% | 1 | 0 | 0 | 7.33 | 0 | 0 | 0
| 1239 | 1.1111 | 3.228 | 753 | 33.6 | 727.3421 | 80.6625 | 0.80518 | 11.7128 | -10.6017 | 0 | 60 | 100% | 1 | 0 | 0 | 10.6 | 0 | 0 | 0
| 1240 | 1 | 3.228 | 562 | 34 | 542.8503 | 69.125 | 0.84556 | 9.1803 | -8.1803 | 0 | 60 | 100% | 0 | 0 | 0 | 8.18 | 0 | 0 | 0
| 1241 | 0.44444 | 3.228 | 319 | 32.9 | 308.1303 | 52.8375 | 0.90257 | 5.5622 | -5.1177 | 0 | 60 | 100% | 0 | 0 | 0 | 5.12 | 0 | 0 | 0
| 1242 | 0.44444 | 3.228 | 91 | 31.7 | 87.8993 | 37.3875 | 0.95664 | 1.6818 | -1.2373 | 0 | 60 | 100% | 0 | 0 | 0 | 1.24 | 0 | 0 | 0
| 1243 | 7.7444 | 7.7444 | 3 | 30.6 | 2.8978 | 30.7875 | 0.97974 | 0.056782 | 7.6877 | 11 | 60 | 100% | 0 | 0 | 0 | 0 | 0 | 0 | 0
| 1244 | 8.9667 | 8.9667 | 0 | 29.2 | 0 | 29.2 | 0.9853 | 0 | 8.9667 | 10 | 51.8965 | 86.49% | 0 | 0 | 0 | 0 | 0 | 0 | 0
| 1245 | 8.9667 | 8.9667 | 0 | 27.9 | 0 | 27.9 | 0.98985 | 0 | 8.9667 | 9 | 42.4448 | 70.74% | 0 | 0 | 0 | 0 | 0 | 0 | 0
| 1246 | 8.9667 | 8.9667 | 0 | 26.5 | 0 | 26.5 | 0.99475 | 0 | 8.9667 | 8 | 32.9931 | 54.99% | 0 | 0 | 0 | 0 | 0 | 0 | 0
| 1247 | 7.3 | 7.3 | 0 | 26.3 | 0 | 26.3 | 0.99545 | 0 | 7.3 | 7 | 23.5414 | 39.24% | 0 | 0 | 0 | 0 | 0 | 0 | 0
| 1248 | 1.6889 | 3.228 | 0 | 26.1 | 0 | 26.1 | 0.99615 | 0 | 1.6889 | 6 | 15.8465 | 26.41% | 0 | 0 | 0 | 0 | 0 | 0 | 0
| 1249 | 1.1333 | 3.228 | 0 | 25.9 | 0 | 25.9 | 0.99685 | 0 | 1.1333 | 5 | 14.0663 | 23.44% | 0 | 0 | 0 | 0 | 0 | 0 | 0
| 1250 | 1.1333 | 3.228 | 0 | 25.3 | 0 | 25.3 | 0.99895 | 0 | 1.1333 | 4 | 12.8716 | 21.45% | 0 | 0 | 0 | 0 | 0.31 | 0 | 0
| 1251 | 0.022222 | 3.228 | 0 | 24.8 | 0 | 24.8 | 1.0007 | 0 | 0.022222 | 3 | 12 | 20% | 0 | 0 | 0 | 0 | 0.02 | 0 | 0
| 1252 | 0.022222 | 3.228 | 0 | 24.2 | 0 | 24.2 | 1.0028 | 0 | 0.022222 | 2 | 12 | 20% | 0 | 0 | 0 | 0 | 0.02 | 0 | 0
| 1253 | 0.022222 | 3.228 | 0 | 23.7 | 0 | 23.7 | 1.0046 | 0 | 0.022222 | 1 | 12 | 20% | 0 | 0 | 0 | 0 | 0.02 | 0 | 0
| 1254 | 0.022222 | 3.228 | 0 | 23.3 | 0 | 23.3 | 1.0059 | 0 | 0.022222 | 0 | 12 | 20% | 0 | 0 | 0 | 0 | 0.02 | 0 | 0
| 1255 | 0.022222 | 3.228 | 3 | 22.8 | 2.8978 | 22.9875 | 1.007 | 0.058364 | -0.036142 | 0 | 12 | 20% | 0 | 0 | 0 | 0 | 0 | 0 | 0
| 1256 | 0.66667 | 3.228 | 82 | 24.9 | 79.2059 | 30.025 | 0.98241 | 1.5563 | -0.88959 | 0 | 12.0343 | 20.06% | 1 | 1 | 0.8 | 0 | 0 | 0 | 0
| 1257 | 0.77778 | 3.228 | 306 | 26.9 | 295.5733 | 46.025 | 0.92641 | 5.4765 | -4.6987 | 0 | 12.8782 | 21.46% | 1 | 0 | 0 | 0 | 0 | 0 | 0
| 1258 | 1.0444 | 3.228 | 546 | 29 | 527.3955 | 63.125 | 0.86656 | 9.1404 | -8.096 | 0 | 17.3358 | 28.89% | 1 | 0 | 0 | 0 | 0 | 0 | 0
| 1259 | 1.0444 | 3.228 | 736 | 29.8 | 710.9214 | 75.8 | 0.8222 | 11.6904 | -10.6459 | 0 | 25.0163 | 41.69% | 1 | 0 | 0 | 0 | 0 | 0 | 0
| 1260 | 1.6 | 3.228 | 856 | 30.7 | 826.8325 | 84.2 | 0.7928 | 13.1103 | -11.5103 | 0 | 35.1159 | 58.53% | 1 | 0 | 0 | 0.75 | 0 | 0 | 0
| 1261 | 1.3778 | 3.228 | 893 | 31.5 | 862.5718 | 87.3125 | 0.78191 | 13.489 | -12.1112 | 0 | 45.3238 | 75.54% | 1 | 0 | 0 | 1.35 | 0 | 0 | 0
| 1262 | 1.1111 | 3.228 | 848 | 32.4 | 819.1051 | 85.4 | 0.7886 | 12.9189 | -11.8078 | 0 | 55.5316 | 92.55% | 1 | 0 | 0 | 7.1 | 0 | 0 | 0
| 1263 | 1.1111 | 3.228 | 724 | 33.2 | 699.3303 | 78.45 | 0.81293 | 11.3701 | -10.259 | 0 | 60 | 100% | 1 | 0 | 0 | 10.26 | 0 | 0 | 0
| 1264 | 1 | 3.228 | 534 | 34.1 | 515.8044 | 67.475 | 0.85134 | 8.7825 | -7.7825 | 0 | 60 | 100% | 0 | 0 | 0 | 7.78 | 0 | 0 | 0
| 1265 | 0.44444 | 3.228 | 311 | 32.7 | 300.4029 | 52.1375 | 0.90502 | 5.4374 | -4.993 | 0 | 60 | 100% | 0 | 0 | 0 | 4.99 | 0 | 0 | 0
| 1266 | 0.44444 | 3.228 | 90 | 31.4 | 86.9333 | 37.025 | 0.95791 | 1.6655 | -1.221 | 0 | 60 | 100% | 0 | 0 | 0 | 1.22 | 0 | 0 | 0
| 1267 | 7.7444 | 7.7444 | 4 | 30 | 3.8637 | 30.25 | 0.98162 | 0.075854 | 7.6686 | 11 | 60 | 100% | 0 | 0 | 0 | 0 | 0 | 0 | 0
| 1268 | 8.9667 | 8.9667 | 0 | 29.3 | 0 | 29.3 | 0.98495 | 0 | 8.9667 | 10 | 51.9166 | 86.53% | 0 | 0 | 0 | 0 | 0 | 0 | 0
| 1269 | 8.9667 | 8.9667 | 0 | 28.7 | 0 | 28.7 | 0.98705 | 0 | 8.9667 | 9 | 42.4649 | 70.77% | 0 | 0 | 0 | 0 | 0 | 0 | 0
| 1270 | 8.9667 | 8.9667 | 0 | 28 | 0 | 28 | 0.9895 | 0 | 8.9667 | 8 | 33.0132 | 55.02% | 0 | 0 | 0 | 0 | 0 | 0 | 0
| 1271 | 7.3 | 7.3 | 0 | 27.7 | 0 | 27.7 | 0.99055 | 0 | 7.3 | 7 | 23.5615 | 39.27% | 0 | 0 | 0 | 0 | 0 | 0 | 0
| 1272 | 1.6889 | 3.228 | 0 | 27.3 | 0 | 27.3 | 0.99195 | 0 | 1.6889 | 6 | 15.8666 | 26.44% | 0 | 0 | 0 | 0 | 0 | 0 | 0
| 1273 | 1.1333 | 3.228 | 0 | 27 | 0 | 27 | 0.993 | 0 | 1.1333 | 5 | 14.0864 | 23.48% | 0 | 0 | 0 | 0 | 0 | 0 | 0
| 1274 | 1.1333 | 3.228 | 0 | 26.4 | 0 | 26.4 | 0.9951 | 0 | 1.1333 | 4 | 12.8917 | 21.49% | 0 | 0 | 0 | 0 | 0.29 | 0 | 0
| 1275 | 0.022222 | 3.228 | 0 | 25.7 | 0 | 25.7 | 0.99755 | 0 | 0.022222 | 3 | 12 | 20% | 0 | 0 | 0 | 0 | 0.02 | 0 | 0
| 1276 | 0.022222 | 3.228 | 0 | 25.1 | 0 | 25.1 | 0.99965 | 0 | 0.022222 | 2 | 12 | 20% | 0 | 0 | 0 | 0 | 0.02 | 0 | 0
| 1277 | 0.022222 | 3.228 | 0 | 25 | 0 | 25 | 1 | 0 | 0.022222 | 1 | 12 | 20% | 0 | 0 | 0 | 0 | 0.02 | 0 | 0
| 1278 | 0.022222 | 3.228 | 0 | 25 | 0 | 25 | 1 | 0 | 0.022222 | 0 | 12 | 20% | 0 | 0 | 0 | 0 | 0.02 | 0 | 0
| 1279 | 0.022222 | 3.228 | 3 | 24.9 | 2.8978 | 25.0875 | 0.99969 | 0.057938 | -0.035716 | 0 | 12 | 20% | 0 | 0 | 0 | 0 | 0 | 0 | 0
| 1280 | 0.66667 | 3.228 | 83 | 26.4 | 80.1718 | 31.5875 | 0.97694 | 1.5665 | -0.8998 | 0 | 12.0339 | 20.06% | 1 | 1 | 0.8 | 0 | 0 | 0 | 0
| 1281 | 0.77778 | 3.228 | 300 | 27.8 | 289.7777 | 46.55 | 0.92458 | 5.3584 | -4.5806 | 0 | 12.8875 | 21.48% | 1 | 0 | 0 | 0 | 0 | 0 | 0
| 1282 | 1.0444 | 3.228 | 523 | 29.3 | 505.1792 | 61.9875 | 0.87054 | 8.7956 | -7.7512 | 0 | 17.2331 | 28.72% | 1 | 0 | 0 | 0 | 0 | 0 | 0
| 1283 | 1.0444 | 3.228 | 693 | 30.5 | 669.3866 | 73.8125 | 0.82916 | 11.1005 | -10.0561 | 0 | 24.5865 | 40.98% | 1 | 0 | 0 | 0 | 0 | 0 | 0
| 1284 | 1.6 | 3.228 | 789 | 31.8 | 762.1155 | 81.1125 | 0.80361 | 12.2488 | -10.6488 | 0 | 34.1265 | 56.88% | 1 | 0 | 0 | 0 | 0 | 0 | 0
| 1285 | 1.3778 | 3.228 | 803 | 33 | 775.6384 | 83.1875 | 0.79634 | 12.3535 | -10.9757 | 0 | 44.2289 | 73.71% | 1 | 0 | 0 | 0.22 | 0 | 0 | 0
| 1286 | 1.1111 | 3.228 | 706 | 30.8 | 681.9436 | 74.925 | 0.82526 | 11.2557 | -10.1445 | 0 | 54.4367 | 90.73% | 1 | 0 | 0 | 4.28 | 0 | 0 | 0
| 1287 | 1.1111 | 3.228 | 542 | 28.7 | 523.5318 | 62.575 | 0.86849 | 9.0936 | -7.9825 | 0 | 60 | 100% | 1 | 0 | 0 | 7.98 | 0 | 0 | 0
| 1288 | 1 | 3.228 | 344 | 26.5 | 332.2785 | 48 | 0.9195 | 6.1106 | -5.1106 | 0 | 60 | 100% | 0 | 0 | 0 | 5.11 | 0 | 0 | 0
| 1289 | 0.44444 | 3.228 | 177 | 26.7 | 170.9689 | 37.7625 | 0.95533 | 3.2666 | -2.8222 | 0 | 60 | 100% | 0 | 0 | 0 | 2.82 | 0 | 0 | 0
| 1290 | 0.44444 | 3.228 | 45 | 27 | 43.4667 | 29.8125 | 0.98316 | 0.85469 | -0.41025 | 0 | 60 | 100% | 0 | 0 | 0 | 0.41 | 0 | 0 | 0
| 1291 | 7.7444 | 7.7444 | 2 | 27.2 | 1.9319 | 27.325 | 0.99186 | 0.038323 | 7.7061 | 11 | 60 | 100% | 0 | 0 | 0 | 0 | 0 | 0 | 0
| 1292 | 8.9667 | 8.9667 | 0 | 27 | 0 | 27 | 0.993 | 0 | 8.9667 | 10 | 51.877 | 86.46% | 0 | 0 | 0 | 0 | 0 | 0 | 0
| 1293 | 8.9667 | 8.9667 | 0 | 26.7 | 0 | 26.7 | 0.99405 | 0 | 8.9667 | 9 | 42.4253 | 70.71% | 0 | 0 | 0 | 0 | 0 | 0 | 0
| 1294 | 8.9667 | 8.9667 | 0 | 26.5 | 0 | 26.5 | 0.99475 | 0 | 8.9667 | 8 | 32.9736 | 54.96% | 0 | 0 | 0 | 0 | 0 | 0 | 0
| 1295 | 7.3 | 7.3 | 0 | 26.2 | 0 | 26.2 | 0.9958 | 0 | 7.3 | 7 | 23.5219 | 39.2% | 0 | 0 | 0 | 0 | 0 | 0 | 0
| 1296 | 1.6889 | 3.228 | 0 | 25.9 | 0 | 25.9 | 0.99685 | 0 | 1.6889 | 6 | 15.8271 | 26.38% | 0 | 0 | 0 | 0 | 0 | 0 | 0
| 1297 | 1.1333 | 3.228 | 0 | 25.6 | 0 | 25.6 | 0.9979 | 0 | 1.1333 | 5 | 14.0468 | 23.41% | 0 | 0 | 0 | 0 | 0 | 0 | 0
| 1298 | 1.1333 | 3.228 | 0 | 25.3 | 0 | 25.3 | 0.99895 | 0 | 1.1333 | 4 | 12.8522 | 21.42% | 0 | 0 | 0 | 0 | 0.32 | 0 | 0
| 1299 | 0.022222 | 3.228 | 0 | 25.1 | 0 | 25.1 | 0.99965 | 0 | 0.022222 | 3 | 12 | 20% | 0 | 0 | 0 | 0 | 0.02 | 0 | 0
| 1300 | 0.022222 | 3.228 | 0 | 24.8 | 0 | 24.8 | 1.0007 | 0 | 0.022222 | 2 | 12 | 20% | 0 | 0 | 0 | 0 | 0.02 | 0 | 0
| 1301 | 0.022222 | 3.228 | 0 | 24.9 | 0 | 24.9 | 1.0004 | 0 | 0.022222 | 1 | 12 | 20% | 0 | 0 | 0 | 0 | 0.02 | 0 | 0
| 1302 | 0.022222 | 3.228 | 0 | 25.1 | 0 | 25.1 | 0.99965 | 0 | 0.022222 | 0 | 12 | 20% | 0 | 0 | 0 | 0 | 0.02 | 0 | 0
| 1303 | 0.022222 | 3.228 | 2 | 25.2 | 1.9319 | 25.325 | 0.99886 | 0.038593 | -0.016371 | 0 | 12 | 20% | 0 | 0 | 0 | 0 | 0 | 0 | 0
| 1304 | 0.66667 | 3.228 | 62 | 26 | 59.8874 | 29.875 | 0.98294 | 1.1773 | -0.51064 | 0 | 12.0155 | 20.03% | 1 | 1 | 0.8 | 0 | 0 | 0 | 0
| 1305 | 0.77778 | 3.228 | 253 | 26.8 | 244.3792 | 42.6125 | 0.93836 | 4.5863 | -3.8085 | 0 | 12.5 | 20.83% | 1 | 0 | 0 | 0 | 0 | 0 | 0
| 1306 | 1.0444 | 3.228 | 488 | 27.6 | 471.3718 | 58.1 | 0.88415 | 8.3353 | -7.2908 | 0 | 16.113 | 26.86% | 1 | 0 | 0 | 0 | 0 | 0 | 0
| 1307 | 1.0444 | 3.228 | 661 | 28.9 | 638.477 | 70.2125 | 0.84176 | 10.7488 | -9.7044 | 0 | 23.0297 | 38.38% | 1 | 0 | 0 | 0 | 0 | 0 | 0
| 1308 | 1.6 | 3.228 | 771 | 30.3 | 744.7288 | 78.4875 | 0.81279 | 12.1062 | -10.5062 | 0 | 32.2361 | 53.73% | 1 | 0 | 0 | 0 | 0 | 0 | 0
| 1309 | 1.3778 | 3.228 | 810 | 31.6 | 782.3999 | 82.225 | 0.79971 | 12.5139 | -11.1361 | 0 | 42.2032 | 70.34% | 1 | 0 | 0 | 0.38 | 0 | 0 | 0
| 1310 | 1.1111 | 3.228 | 775 | 32.1 | 748.5925 | 80.5375 | 0.80562 | 12.0616 | -10.9505 | 0 | 52.411 | 87.35% | 1 | 0 | 0 | 2.95 | 0 | 0 | 0
| 1311 | 1.1111 | 3.228 | 668 | 32.5 | 645.2385 | 74.25 | 0.82763 | 10.6803 | -9.5692 | 0 | 60 | 100% | 1 | 0 | 0 | 9.57 | 0 | 0 | 0
| 1312 | 1 | 3.228 | 498 | 33 | 481.0311 | 64.125 | 0.86306 | 8.3032 | -7.3032 | 0 | 60 | 100% | 0 | 0 | 0 | 7.3 | 0 | 0 | 0
| 1313 | 0.44444 | 3.228 | 303 | 32.1 | 292.6755 | 51.0375 | 0.90887 | 5.3201 | -4.8756 | 0 | 60 | 100% | 0 | 0 | 0 | 4.88 | 0 | 0 | 0
| 1314 | 0.44444 | 3.228 | 91 | 31.1 | 87.8993 | 36.7875 | 0.95874 | 1.6855 | -1.241 | 0 | 60 | 100% | 0 | 0 | 0 | 1.24 | 0 | 0 | 0
| 1315 | 7.7444 | 7.7444 | 4 | 30.2 | 3.8637 | 30.45 | 0.98093 | 0.0758 | 7.6686 | 11 | 60 | 100% | 0 | 0 | 0 | 0 | 0 | 0 | 0
| 1316 | 8.9667 | 8.9667 | 0 | 29.4 | 0 | 29.4 | 0.9846 | 0 | 8.9667 | 10 | 51.9165 | 86.53% | 0 | 0 | 0 | 0 | 0 | 0 | 0
| 1317 | 8.9667 | 8.9667 | 0 | 28.6 | 0 | 28.6 | 0.9874 | 0 | 8.9667 | 9 | 42.4648 | 70.77% | 0 | 0 | 0 | 0 | 0 | 0 | 0
| 1318 | 8.9667 | 8.9667 | 0 | 27.8 | 0 | 27.8 | 0.9902 | 0 | 8.9667 | 8 | 33.0131 | 55.02% | 0 | 0 | 0 | 0 | 0 | 0 | 0
| 1319 | 7.3 | 7.3 | 0 | 27.3 | 0 | 27.3 | 0.99195 | 0 | 7.3 | 7 | 23.5614 | 39.27% | 0 | 0 | 0 | 0 | 0 | 0 | 0
| 1320 | 1.6889 | 3.228 | 0 | 26.7 | 0 | 26.7 | 0.99405 | 0 | 1.6889 | 6 | 15.8666 | 26.44% | 0 | 0 | 0 | 0 | 0 | 0 | 0
| 1321 | 1.1333 | 3.228 | 0 | 26.2 | 0 | 26.2 | 0.9958 | 0 | 1.1333 | 5 | 14.0863 | 23.48% | 0 | 0 | 0 | 0 | 0 | 0 | 0
| 1322 | 1.1333 | 3.228 | 0 | 25.7 | 0 | 25.7 | 0.99755 | 0 | 1.1333 | 4 | 12.8917 | 21.49% | 0 | 0 | 0 | 0 | 0.29 | 0 | 0
| 1323 | 0.022222 | 3.228 | 0 | 25.3 | 0 | 25.3 | 0.99895 | 0 | 0.022222 | 3 | 12 | 20% | 0 | 0 | 0 | 0 | 0.02 | 0 | 0
| 1324 | 0.022222 | 3.228 | 0 | 24.8 | 0 | 24.8 | 1.0007 | 0 | 0.022222 | 2 | 12 | 20% | 0 | 0 | 0 | 0 | 0.02 | 0 | 0
| 1325 | 0.022222 | 3.228 | 0 | 24.5 | 0 | 24.5 | 1.0017 | 0 | 0.022222 | 1 | 12 | 20% | 0 | 0 | 0 | 0 | 0.02 | 0 | 0
| 1326 | 0.022222 | 3.228 | 0 | 24.2 | 0 | 24.2 | 1.0028 | 0 | 0.022222 | 0 | 12 | 20% | 0 | 0 | 0 | 0 | 0.02 | 0 | 0
| 1327 | 0.022222 | 3.228 | 3 | 23.9 | 2.8978 | 24.0875 | 1.0032 | 0.058141 | -0.035918 | 0 | 12 | 20% | 0 | 0 | 0 | 0 | 0 | 0 | 0
| 1328 | 0.66667 | 3.228 | 84 | 25.3 | 81.1378 | 30.55 | 0.98057 | 1.5912 | -0.92457 | 0 | 12.0341 | 20.06% | 1 | 1 | 0.8 | 0 | 0 | 0 | 0
| 1329 | 0.77778 | 3.228 | 302 | 26.8 | 291.7096 | 45.675 | 0.92764 | 5.412 | -4.6342 | 0 | 12.9112 | 21.52% | 1 | 0 | 0 | 0 | 0 | 0 | 0
| 1330 | 1.0444 | 3.228 | 535 | 28.2 | 516.7703 | 61.6375 | 0.87177 | 9.0101 | -7.9656 | 0 | 17.3076 | 28.85% | 1 | 0 | 0 | 0 | 0 | 0 | 0
| 1331 | 1.0444 | 3.228 | 736 | 29.5 | 710.9214 | 75.5 | 0.82325 | 11.7053 | -10.6609 | 0 | 24.8645 | 41.44% | 1 | 0 | 0 | 0 | 0 | 0 | 0
| 1332 | 1.6 | 3.228 | 873 | 30.8 | 843.2532 | 85.3625 | 0.78873 | 13.302 | -11.702 | 0 | 34.9783 | 58.3% | 1 | 0 | 0 | 0.94 | 0 | 0 | 0
| 1333 | 1.3778 | 3.228 | 929 | 32.1 | 897.3451 | 90.1625 | 0.77193 | 13.8538 | -12.476 | 0 | 45.1861 | 75.31% | 1 | 0 | 0 | 1.72 | 0 | 0 | 0
| 1334 | 1.1111 | 3.228 | 826 | 32.2 | 797.8547 | 83.825 | 0.79411 | 12.6717 | -11.5606 | 0 | 55.3939 | 92.32% | 1 | 0 | 0 | 6.71 | 0 | 0 | 0
| 1335 | 1.1111 | 3.228 | 617 | 32.4 | 595.9762 | 70.9625 | 0.83913 | 10.002 | -8.8909 | 0 | 60 | 100% | 1 | 0 | 0 | 8.89 | 0 | 0 | 0
| 1336 | 1 | 3.228 | 350 | 32.5 | 338.074 | 54.375 | 0.89719 | 6.0663 | -5.0663 | 0 | 60 | 100% | 0 | 0 | 0 | 5.07 | 0 | 0 | 0
| 1337 | 0.44444 | 3.228 | 219 | 31.2 | 211.5378 | 44.8875 | 0.93039 | 3.9363 | -3.4918 | 0 | 60 | 100% | 0 | 0 | 0 | 3.49 | 0 | 0 | 0
| 1338 | 0.44444 | 3.228 | 68 | 29.8 | 65.683 | 34.05 | 0.96832 | 1.272 | -0.8276 | 0 | 60 | 100% | 0 | 0 | 0 | 0.83 | 0 | 0 | 0
| 1339 | 7.7444 | 7.7444 | 3 | 28.5 | 2.8978 | 28.6875 | 0.98709 | 0.057208 | 7.6872 | 11 | 60 | 100% | 0 | 0 | 0 | 0 | 0 | 0 | 0
| 1340 | 8.9667 | 8.9667 | 0 | 28 | 0 | 28 | 0.9895 | 0 | 8.9667 | 10 | 51.8969 | 86.49% | 0 | 0 | 0 | 0 | 0 | 0 | 0
| 1341 | 8.9667 | 8.9667 | 0 | 27.5 | 0 | 27.5 | 0.99125 | 0 | 8.9667 | 9 | 42.4452 | 70.74% | 0 | 0 | 0 | 0 | 0 | 0 | 0
| 1342 | 8.9667 | 8.9667 | 0 | 27 | 0 | 27 | 0.993 | 0 | 8.9667 | 8 | 32.9935 | 54.99% | 0 | 0 | 0 | 0 | 0 | 0 | 0
| 1343 | 7.3 | 7.3 | 0 | 26.8 | 0 | 26.8 | 0.9937 | 0 | 7.3 | 7 | 23.5419 | 39.24% | 0 | 0 | 0 | 0 | 0 | 0 | 0
| 1344 | 1.6889 | 3.228 | 0 | 26.7 | 0 | 26.7 | 0.99405 | 0 | 1.6889 | 6 | 15.847 | 26.41% | 0 | 0 | 0 | 0 | 0 | 0 | 0
| 1345 | 1.1333 | 3.228 | 0 | 26.5 | 0 | 26.5 | 0.99475 | 0 | 1.1333 | 5 | 14.0667 | 23.44% | 0 | 0 | 0 | 0 | 0 | 0 | 0
| 1346 | 1.1333 | 3.228 | 0 | 25.9 | 0 | 25.9 | 0.99685 | 0 | 1.1333 | 4 | 12.8721 | 21.45% | 0 | 0 | 0 | 0 | 0.31 | 0 | 0
| 1347 | 0.022222 | 3.228 | 0 | 25.4 | 0 | 25.4 | 0.9986 | 0 | 0.022222 | 3 | 12 | 20% | 0 | 0 | 0 | 0 | 0.02 | 0 | 0
| 1348 | 0.022222 | 3.228 | 0 | 24.8 | 0 | 24.8 | 1.0007 | 0 | 0.022222 | 2 | 12 | 20% | 0 | 0 | 0 | 0 | 0.02 | 0 | 0
| 1349 | 0.022222 | 3.228 | 0 | 24.7 | 0 | 24.7 | 1.001 | 0 | 0.022222 | 1 | 12 | 20% | 0 | 0 | 0 | 0 | 0.02 | 0 | 0
| 1350 | 0.022222 | 3.228 | 0 | 24.7 | 0 | 24.7 | 1.001 | 0 | 0.022222 | 0 | 12 | 20% | 0 | 0 | 0 | 0 | 0.02 | 0 | 0
| 1351 | 0.022222 | 3.228 | 3 | 24.6 | 2.8978 | 24.7875 | 1.0007 | 0.057999 | -0.035776 | 0 | 12 | 20% | 0 | 0 | 0 | 0 | 0 | 0 | 0
| 1352 | 0.66667 | 3.228 | 72 | 25.5 | 69.5467 | 30 | 0.9825 | 1.3666 | -0.69993 | 0 | 12.0339 | 20.06% | 1 | 1 | 0.8 | 0 | 0 | 0 | 0
| 1353 | 0.77778 | 3.228 | 229 | 26.3 | 221.197 | 40.6125 | 0.94536 | 4.1822 | -3.4044 | 0 | 12.6979 | 21.16% | 1 | 0 | 0 | 0 | 0 | 0 | 0
| 1354 | 1.0444 | 3.228 | 344 | 27.2 | 332.2785 | 48.7 | 0.91705 | 6.0943 | -5.0499 | 0 | 15.9277 | 26.55% | 1 | 0 | 0 | 0 | 0 | 0 | 0
| 1355 | 1.0444 | 3.228 | 465 | 28 | 449.1555 | 57.0625 | 0.88778 | 7.975 | -6.9306 | 0 | 20.7184 | 34.53% | 1 | 0 | 0 | 0 | 0 | 0 | 0
| 1356 | 1.6 | 3.228 | 542 | 28.9 | 523.5318 | 62.775 | 0.86779 | 9.0863 | -7.4863 | 0 | 27.2933 | 45.49% | 1 | 0 | 0 | 0 | 0 | 0 | 0
| 1357 | 1.3778 | 3.228 | 570 | 29.7 | 550.5777 | 65.325 | 0.85886 | 9.4574 | -8.0796 | 0 | 34.3955 | 57.33% | 1 | 0 | 0 | 0 | 0 | 0 | 0
| 1358 | 1.1111 | 3.228 | 545 | 30.8 | 526.4296 | 64.8625 | 0.86048 | 9.0597 | -7.9485 | 0 | 42.0605 | 70.1% | 1 | 0 | 0 | 0 | 0 | 0 | 0
| 1359 | 1.1111 | 3.228 | 470 | 32 | 453.9851 | 61.375 | 0.87269 | 7.9237 | -6.8126 | 0 | 49.6011 | 82.67% | 1 | 0 | 0 | 0 | 0 | 0 | 0
| 1360 | 1 | 3.228 | 351 | 33.1 | 339.04 | 55.0375 | 0.89487 | 6.0679 | -5.0679 | 0 | 56.0641 | 93.44% | 1 | 0 | 0 | 0.92 | 0 | 0 | 0
| 1361 | 0.44444 | 3.228 | 201 | 31.3 | 194.1511 | 43.8625 | 0.93398 | 3.6267 | -3.1822 | 0 | 60 | 100% | 1 | 0 | 0 | 3.18 | 0 | 0 | 0
| 1362 | 0.44444 | 3.228 | 59 | 29.6 | 56.9896 | 33.2875 | 0.97099 | 1.1067 | -0.66229 | 0 | 60 | 100% | 0 | 0 | 0 | 0.66 | 0 | 0 | 0
| 1363 | 7.7444 | 7.7444 | 2 | 27.8 | 1.9319 | 27.925 | 0.98976 | 0.038241 | 7.7062 | 12 | 60 | 100% | 0 | 0 | 0 | 0 | 0 | 0 | 0
| 1364 | 8.9667 | 8.9667 | 0 | 27.6 | 0 | 27.6 | 0.9909 | 0 | 8.9667 | 11 | 51.8769 | 86.46% | 0 | 0 | 0 | 0 | 0 | 0 | 0
| 1365 | 8.9667 | 8.9667 | 0 | 27.4 | 0 | 27.4 | 0.9916 | 0 | 8.9667 | 10 | 42.4253 | 70.71% | 0 | 0 | 0 | 0 | 0 | 0 | 0
| 1366 | 8.9667 | 8.9667 | 0 | 27.2 | 0 | 27.2 | 0.9923 | 0 | 8.9667 | 9 | 32.9736 | 54.96% | 0 | 0 | 0 | 0 | 0 | 0 | 0
| 1367 | 7.3 | 7.3 | 0 | 25.9 | 0 | 25.9 | 0.99685 | 0 | 7.3 | 8 | 23.5219 | 39.2% | 0 | 0 | 0 | 0 | 0 | 0 | 0
| 1368 | 1.6889 | 3.228 | 0 | 24.7 | 0 | 24.7 | 1.001 | 0 | 1.6889 | 7 | 15.827 | 26.38% | 0 | 0 | 0 | 0 | 0 | 0 | 0
| 1369 | 1.1333 | 3.228 | 0 | 23.4 | 0 | 23.4 | 1.0056 | 0 | 1.1333 | 6 | 14.0467 | 23.41% | 0 | 0 | 0 | 0 | 0 | 0 | 0
| 1370 | 1.1333 | 3.228 | 0 | 22.6 | 0 | 22.6 | 1.0084 | 0 | 1.1333 | 5 | 12.8521 | 21.42% | 0 | 0 | 0 | 0 | 0.32 | 0 | 0
| 1371 | 0.022222 | 3.228 | 0 | 21.9 | 0 | 21.9 | 1.0109 | 0 | 0.022222 | 4 | 12 | 20% | 0 | 0 | 0 | 0 | 0.02 | 0 | 0
| 1372 | 0.022222 | 3.228 | 0 | 21.1 | 0 | 21.1 | 1.0136 | 0 | 0.022222 | 3 | 12 | 20% | 0 | 0 | 0 | 0 | 0.02 | 0 | 0
| 1373 | 0.022222 | 3.228 | 0 | 21 | 0 | 21 | 1.014 | 0 | 0.022222 | 2 | 12 | 20% | 0 | 0 | 0 | 0 | 0.02 | 0 | 0
| 1374 | 0.022222 | 3.228 | 0 | 20.9 | 0 | 20.9 | 1.0144 | 0 | 0.022222 | 1 | 12 | 20% | 0 | 0 | 0 | 0 | 0.02 | 0 | 0
| 1375 | 0.022222 | 3.228 | 1 | 20.8 | 0.96593 | 20.8625 | 1.0145 | 0.019598 | 0.0026239 | 0 | 12 | 20% | 0 | 0 | 0 | 0 | 0 | 0 | 0
| 1376 | 0.66667 | 3.228 | 44 | 21.4 | 42.5007 | 24.15 | 1.003 | 0.85254 | -0.18588 | 0 | 12 | 20% | 0 | 0 | 0 | 0 | 0 | 0 | 0
| 1377 | 0.77778 | 3.228 | 178 | 22 | 171.9348 | 33.125 | 0.97156 | 3.3409 | -2.5631 | 0 | 12.1763 | 20.29% | 1 | 1 | 0.8 | 0 | 0 | 0 | 0
| 1378 | 1.0444 | 3.228 | 347 | 23.4 | 335.1763 | 45.0875 | 0.92969 | 6.2322 | -5.1878 | 0 | 14.6079 | 24.35% | 1 | 0 | 0 | 0 | 0 | 0 | 0
| 1379 | 1.0444 | 3.228 | 467 | 24.9 | 451.0874 | 54.0875 | 0.89819 | 8.1033 | -7.0588 | 0 | 19.5295 | 32.55% | 1 | 0 | 0 | 0 | 0 | 0 | 0
| 1380 | 1.6 | 3.228 | 543 | 26.5 | 524.4977 | 60.4375 | 0.87597 | 9.1889 | -7.5889 | 0 | 26.2261 | 43.71% | 1 | 0 | 0 | 0 | 0 | 0 | 0
| 1381 | 1.3778 | 3.228 | 570 | 28 | 550.5777 | 63.625 | 0.86481 | 9.5229 | -8.1452 | 0 | 33.4255 | 55.71% | 1 | 0 | 0 | 0 | 0 | 0 | 0
| 1382 | 1.1111 | 3.228 | 545 | 28.8 | 526.4296 | 62.8625 | 0.86748 | 9.1334 | -8.0222 | 0 | 41.1527 | 68.59% | 1 | 0 | 0 | 0 | 0 | 0 | 0
| 1383 | 1.1111 | 3.228 | 469 | 29.6 | 453.0192 | 58.9125 | 0.88131 | 7.985 | -6.8739 | 0 | 48.7633 | 81.27% | 1 | 0 | 0 | 0 | 0 | 0 | 0
| 1384 | 1 | 3.228 | 350 | 30.4 | 338.074 | 52.275 | 0.90454 | 6.116 | -5.116 | 0 | 55.2844 | 92.14% | 1 | 0 | 0 | 0.15 | 0 | 0 | 0
| 1385 | 0.44444 | 3.228 | 202 | 29.7 | 195.117 | 42.325 | 0.93936 | 3.6657 | -3.2213 | 0 | 60 | 100% | 1 | 0 | 0 | 3.22 | 0 | 0 | 0
| 1386 | 0.44444 | 3.228 | 59 | 29 | 56.9896 | 32.6875 | 0.97309 | 1.1091 | -0.66468 | 0 | 60 | 100% | 0 | 0 | 0 | 0.66 | 0 | 0 | 0
| 1387 | 7.7444 | 7.7444 | 2 | 27.6 | 1.9319 | 27.725 | 0.99046 | 0.038269 | 7.7062 | 12 | 60 | 100% | 0 | 0 | 0 | 0 | 0 | 0 | 0
| 1388 | 8.9667 | 8.9667 | 0 | 27.5 | 0 | 27.5 | 0.99125 | 0 | 8.9667 | 11 | 51.877 | 86.46% | 0 | 0 | 0 | 0 | 0 | 0 | 0
| 1389 | 8.9667 | 8.9667 | 0 | 27.3 | 0 | 27.3 | 0.99195 | 0 | 8.9667 | 10 | 42.4253 | 70.71% | 0 | 0 | 0 | 0 | 0 | 0 | 0
| 1390 | 8.9667 | 8.9667 | 0 | 27.2 | 0 | 27.2 | 0.9923 | 0 | 8.9667 | 9 | 32.9736 | 54.96% | 0 | 0 | 0 | 0 | 0 | 0 | 0
| 1391 | 7.3 | 7.3 | 0 | 26.9 | 0 | 26.9 | 0.99335 | 0 | 7.3 | 8 | 23.5219 | 39.2% | 0 | 0 | 0 | 0 | 0 | 0 | 0
| 1392 | 1.6889 | 3.228 | 0 | 26.7 | 0 | 26.7 | 0.99405 | 0 | 1.6889 | 7 | 15.827 | 26.38% | 0 | 0 | 0 | 0 | 0 | 0 | 0
| 1393 | 1.1333 | 3.228 | 0 | 26.4 | 0 | 26.4 | 0.9951 | 0 | 1.1333 | 6 | 14.0468 | 23.41% | 0 | 0 | 0 | 0 | 0 | 0 | 0
| 1394 | 1.1333 | 3.228 | 0 | 26.1 | 0 | 26.1 | 0.99615 | 0 | 1.1333 | 5 | 12.8521 | 21.42% | 0 | 0 | 0 | 0 | 0.32 | 0 | 0
| 1395 | 0.022222 | 3.228 | 0 | 25.9 | 0 | 25.9 | 0.99685 | 0 | 0.022222 | 4 | 12 | 20% | 0 | 0 | 0 | 0 | 0.02 | 0 | 0
| 1396 | 0.022222 | 3.228 | 0 | 25.6 | 0 | 25.6 | 0.9979 | 0 | 0.022222 | 3 | 12 | 20% | 0 | 0 | 0 | 0 | 0.02 | 0 | 0
| 1397 | 0.022222 | 3.228 | 0 | 25.4 | 0 | 25.4 | 0.9986 | 0 | 0.022222 | 2 | 12 | 20% | 0 | 0 | 0 | 0 | 0.02 | 0 | 0
| 1398 | 0.022222 | 3.228 | 0 | 25.2 | 0 | 25.2 | 0.9993 | 0 | 0.022222 | 1 | 12 | 20% | 0 | 0 | 0 | 0 | 0.02 | 0 | 0
| 1399 | 0.022222 | 3.228 | 1 | 25 | 0.96593 | 25.0625 | 0.99978 | 0.019314 | 0.0029079 | 0 | 12 | 20% | 0 | 0 | 0 | 0 | 0 | 0 | 0
| 1400 | 0.66667 | 3.228 | 45 | 26 | 43.4667 | 28.8125 | 0.98666 | 0.85773 | -0.19107 | 0 | 12 | 20% | 0 | 0 | 0 | 0 | 0 | 0 | 0
| 1401 | 0.77778 | 3.228 | 179 | 27 | 172.9007 | 38.1875 | 0.95384 | 3.2984 | -2.5206 | 0 | 12.1813 | 20.3% | 1 | 1 | 0.8 | 0 | 0 | 0 | 0
| 1402 | 1.0444 | 3.228 | 346 | 28 | 334.2103 | 49.625 | 0.91381 | 6.1081 | -5.0637 | 0 | 14.5725 | 24.29% | 1 | 0 | 0 | 0 | 0 | 0 | 0
| 1403 | 1.0444 | 3.228 | 509 | 29.3 | 491.6562 | 61.1125 | 0.87361 | 8.5903 | -7.5458 | 0 | 19.3764 | 32.29% | 1 | 0 | 0 | 0 | 0 | 0 | 0
| 1404 | 1.6 | 3.228 | 638 | 30.5 | 616.2607 | 70.375 | 0.84119 | 10.3678 | -8.7678 | 0 | 26.535 | 44.22% | 1 | 0 | 0 | 0 | 0 | 0 | 0
| 1405 | 1.3778 | 3.228 | 713 | 31.8 | 688.7051 | 76.3625 | 0.82023 | 11.2979 | -9.9202 | 0 | 34.8528 | 58.09% | 1 | 0 | 0 | 0 | 0 | 0 | 0
| 1406 | 1.1111 | 3.228 | 752 | 32.1 | 726.3762 | 79.1 | 0.81065 | 11.7767 | -10.6656 | 0 | 44.2639 | 73.77% | 1 | 0 | 0 | 0 | 0 | 0 | 0
| 1407 | 1.1111 | 3.228 | 696 | 32.4 | 672.2844 | 75.9 | 0.82185 | 11.0503 | -9.9392 | 0 | 54.3822 | 90.64% | 1 | 0 | 0 | 4.02 | 0 | 0 | 0
| 1408 | 1 | 3.228 | 547 | 32.7 | 528.3614 | 66.8875 | 0.85339 | 9.018 | -8.018 | 0 | 60 | 100% | 1 | 0 | 0 | 8.02 | 0 | 0 | 0
| 1409 | 0.44444 | 3.228 | 321 | 31.4 | 310.0622 | 51.4625 | 0.90738 | 5.6269 | -5.1824 | 0 | 60 | 100% | 0 | 0 | 0 | 5.18 | 0 | 0 | 0
| 1410 | 0.44444 | 3.228 | 96 | 30.2 | 92.7289 | 36.2 | 0.9608 | 1.7819 | -1.3374 | 0 | 60 | 100% | 0 | 0 | 0 | 1.34 | 0 | 0 | 0
| 1411 | 7.7444 | 7.7444 | 4 | 28.7 | 3.8637 | 28.95 | 0.98618 | 0.076206 | 7.6682 | 11 | 60 | 100% | 0 | 0 | 0 | 0 | 0 | 0 | 0
| 1412 | 8.9667 | 8.9667 | 0 | 28.2 | 0 | 28.2 | 0.9888 | 0 | 8.9667 | 10 | 51.917 | 86.53% | 0 | 0 | 0 | 0 | 0 | 0 | 0
| 1413 | 8.9667 | 8.9667 | 0 | 27.7 | 0 | 27.7 | 0.99055 | 0 | 8.9667 | 9 | 42.4653 | 70.78% | 0 | 0 | 0 | 0 | 0 | 0 | 0
| 1414 | 8.9667 | 8.9667 | 0 | 27.3 | 0 | 27.3 | 0.99195 | 0 | 8.9667 | 8 | 33.0136 | 55.02% | 0 | 0 | 0 | 0 | 0 | 0 | 0
| 1415 | 7.3 | 7.3 | 0 | 27 | 0 | 27 | 0.993 | 0 | 7.3 | 7 | 23.5619 | 39.27% | 0 | 0 | 0 | 0 | 0 | 0 | 0
| 1416 | 1.6889 | 3.228 | 0 | 26.6 | 0 | 26.6 | 0.9944 | 0 | 1.6889 | 6 | 15.867 | 26.45% | 0 | 0 | 0 | 0 | 0 | 0 | 0
| 1417 | 1.1333 | 3.228 | 0 | 26.2 | 0 | 26.2 | 0.9958 | 0 | 1.1333 | 5 | 14.0868 | 23.48% | 0 | 0 | 0 | 0 | 0 | 0 | 0
| 1418 | 1.1333 | 3.228 | 0 | 25.7 | 0 | 25.7 | 0.99755 | 0 | 1.1333 | 4 | 12.8921 | 21.49% | 0 | 0 | 0 | 0 | 0.29 | 0 | 0
| 1419 | 0.022222 | 3.228 | 0 | 25.1 | 0 | 25.1 | 0.99965 | 0 | 0.022222 | 3 | 12 | 20% | 0 | 0 | 0 | 0 | 0.02 | 0 | 0
| 1420 | 0.022222 | 3.228 | 0 | 24.7 | 0 | 24.7 | 1.001 | 0 | 0.022222 | 2 | 12 | 20% | 0 | 0 | 0 | 0 | 0.02 | 0 | 0
| 1421 | 0.022222 | 3.228 | 0 | 24.3 | 0 | 24.3 | 1.0025 | 0 | 0.022222 | 1 | 12 | 20% | 0 | 0 | 0 | 0 | 0.02 | 0 | 0
| 1422 | 0.022222 | 3.228 | 0 | 24.1 | 0 | 24.1 | 1.0031 | 0 | 0.022222 | 0 | 12 | 20% | 0 | 0 | 0 | 0 | 0.02 | 0 | 0
| 1423 | 0.022222 | 3.228 | 3 | 24.9 | 2.8978 | 25.0875 | 0.99969 | 0.057938 | -0.035716 | 0 | 12 | 20% | 0 | 0 | 0 | 0 | 0 | 0 | 0
| 1424 | 0.66667 | 3.228 | 70 | 25.4 | 67.6148 | 29.775 | 0.98329 | 1.3297 | -0.66303 | 0 | 12.0339 | 20.06% | 1 | 1 | 0.8 | 0 | 0 | 0 | 0
| 1425 | 0.77778 | 3.228 | 219 | 26 | 211.5378 | 39.6875 | 0.94859 | 4.0133 | -3.2355 | 0 | 12.6629 | 21.1% | 1 | 0 | 0 | 0 | 0 | 0 | 0
| 1426 | 1.0444 | 3.228 | 367 | 26.5 | 354.4948 | 49.4375 | 0.91447 | 6.4835 | -5.439 | 0 | 15.7323 | 26.22% | 1 | 0 | 0 | 0 | 0 | 0 | 0
| 1427 | 1.0444 | 3.228 | 435 | 26.5 | 420.1777 | 53.6875 | 0.89959 | 7.5598 | -6.5153 | 0 | 20.8923 | 34.82% | 1 | 0 | 0 | 0 | 0 | 0 | 0
| 1428 | 1.6 | 3.228 | 441 | 26.6 | 425.9733 | 54.1625 | 0.89793 | 7.6499 | -6.0499 | 0 | 27.0733 | 45.12% | 1 | 0 | 0 | 0 | 0 | 0 | 0
| 1429 | 1.3778 | 3.228 | 393 | 26.6 | 379.6088 | 51.1625 | 0.90843 | 6.897 | -5.5192 | 0 | 32.8127 | 54.69% | 1 | 0 | 0 | 0 | 0 | 0 | 0
| 1430 | 1.1111 | 3.228 | 441 | 26.4 | 425.9733 | 53.9625 | 0.89863 | 7.6559 | -6.5447 | 0 | 38.0487 | 63.41% | 1 | 0 | 0 | 0 | 0 | 0 | 0
| 1431 | 1.1111 | 3.228 | 436 | 26.1 | 421.1437 | 53.35 | 0.90077 | 7.5871 | -6.476 | 0 | 44.2576 | 73.76% | 1 | 0 | 0 | 0 | 0 | 0 | 0
| 1432 | 1 | 3.228 | 368 | 25.9 | 355.4607 | 48.9 | 0.91635 | 6.5145 | -5.5145 | 0 | 50.4012 | 84% | 1 | 0 | 0 | 0 | 0 | 0 | 0
| 1433 | 0.44444 | 3.228 | 222 | 25.4 | 214.4355 | 39.275 | 0.95004 | 4.0744 | -3.63 | 0 | 55.6328 | 92.72% | 1 | 0 | 0 | 0 | 0 | 0 | 0
| 1434 | 0.44444 | 3.228 | 72 | 25 | 69.5467 | 29.5 | 0.98425 | 1.369 | -0.92458 | 0 | 59.0765 | 98.46% | 1 | 0 | 0 | 0 | 0 | 0 | 0
| 1435 | 7.7444 | 7.7444 | 3 | 24.5 | 2.8978 | 24.6875 | 1.0011 | 0.058019 | 7.6864 | 11 | 59.9536 | 99.92% | 1 | 0 | 0 | 0 | 0 | 0 | 0
| 1436 | 8.9667 | 8.9667 | 0 | 24 | 0 | 24 | 1.0035 | 0 | 8.9667 | 10 | 51.8514 | 86.42% | 0 | 0 | 0 | 0 | 0 | 0 | 0
| 1437 | 8.9667 | 8.9667 | 0 | 23.5 | 0 | 23.5 | 1.0052 | 0 | 8.9667 | 9 | 42.3997 | 70.67% | 0 | 0 | 0 | 0 | 0 | 0 | 0
| 1438 | 8.9667 | 8.9667 | 0 | 23 | 0 | 23 | 1.007 | 0 | 8.9667 | 8 | 32.948 | 54.91% | 0 | 0 | 0 | 0 | 0 | 0 | 0
| 1439 | 7.3 | 7.3 | 0 | 22.8 | 0 | 22.8 | 1.0077 | 0 | 7.3 | 7 | 23.4963 | 39.16% | 0 | 0 | 0 | 0 | 0 | 0 | 0
| 1440 | 1.6889 | 3.228 | 0 | 22.6 | 0 | 22.6 | 1.0084 | 0 | 1.6889 | 6 | 15.8015 | 26.34% | 0 | 0 | 0 | 0 | 0 | 0 | 0
| 1441 | 1.1333 | 3.228 | 0 | 22.4 | 0 | 22.4 | 1.0091 | 0 | 1.1333 | 5 | 14.0212 | 23.37% | 0 | 0 | 0 | 0 | 0 | 0 | 0
| 1442 | 1.1333 | 3.228 | 0 | 22.4 | 0 | 22.4 | 1.0091 | 0 | 1.1333 | 4 | 12.8266 | 21.38% | 0 | 0 | 0 | 0 | 0.35 | 0 | 0
| 1443 | 0.022222 | 3.228 | 0 | 22.5 | 0 | 22.5 | 1.0088 | 0 | 0.022222 | 3 | 12 | 20% | 0 | 0 | 0 | 0 | 0.02 | 0 | 0
| 1444 | 0.022222 | 3.228 | 0 | 22.5 | 0 | 22.5 | 1.0088 | 0 | 0.022222 | 2 | 12 | 20% | 0 | 0 | 0 | 0 | 0.02 | 0 | 0
| 1445 | 0.022222 | 3.228 | 0 | 22.5 | 0 | 22.5 | 1.0088 | 0 | 0.022222 | 1 | 12 | 20% | 0 | 0 | 0 | 0 | 0.02 | 0 | 0
| 1446 | 0.022222 | 3.228 | 0 | 22.5 | 0 | 22.5 | 1.0088 | 0 | 0.022222 | 0 | 12 | 20% | 0 | 0 | 0 | 0 | 0.02 | 0 | 0
| 1447 | 0.022222 | 3.228 | 4 | 22.5 | 3.8637 | 22.75 | 1.0079 | 0.077883 | -0.05566 | 0 | 12 | 20% | 0 | 0 | 0 | 0 | 0 | 0 | 0
| 1448 | 0.66667 | 3.228 | 84 | 24.5 | 81.1378 | 29.75 | 0.98337 | 1.5958 | -0.92911 | 0 | 12.0528 | 20.09% | 1 | 1 | 0.8 | 0 | 0 | 0 | 0
| 1449 | 0.77778 | 3.228 | 241 | 26.5 | 232.7881 | 41.5625 | 0.94203 | 4.3859 | -3.6081 | 0 | 12.9342 | 21.56% | 1 | 0 | 0 | 0 | 0 | 0 | 0
| 1450 | 1.0444 | 3.228 | 368 | 28.5 | 355.4607 | 51.5 | 0.90725 | 6.4498 | -5.4054 | 0 | 16.3572 | 27.26% | 1 | 0 | 0 | 0 | 0 | 0 | 0
| 1451 | 1.0444 | 3.228 | 484 | 29 | 467.5081 | 59.25 | 0.88013 | 8.2293 | -7.1849 | 0 | 21.4852 | 35.81% | 1 | 0 | 0 | 0 | 0 | 0 | 0
| 1452 | 1.6 | 3.228 | 558 | 29.5 | 538.9866 | 64.375 | 0.86219 | 9.2942 | -7.6942 | 0 | 28.3013 | 47.17% | 1 | 0 | 0 | 0 | 0 | 0 | 0
| 1453 | 1.3778 | 3.228 | 583 | 30 | 563.1348 | 66.4375 | 0.85497 | 9.6293 | -8.2515 | 0 | 35.6007 | 59.33% | 1 | 0 | 0 | 0 | 0 | 0 | 0
| 1454 | 1.1111 | 3.228 | 502 | 30 | 484.8948 | 61.375 | 0.87269 | 8.4632 | -7.3521 | 0 | 43.4287 | 72.38% | 1 | 0 | 0 | 0 | 0 | 0 | 0
| 1455 | 1.1111 | 3.228 | 384 | 30.1 | 370.9155 | 54.1 | 0.89815 | 6.6628 | -5.5516 | 0 | 50.4035 | 84.01% | 1 | 0 | 0 | 0 | 0 | 0 | 0
| 1456 | 1 | 3.228 | 249 | 30.1 | 240.5155 | 45.6625 | 0.92768 | 4.4624 | -3.4624 | 0 | 55.6703 | 92.78% | 1 | 0 | 0 | 0 | 0 | 0 | 0
| 1457 | 0.44444 | 3.228 | 150 | 29.1 | 144.8889 | 38.475 | 0.95284 | 2.7611 | -2.3167 | 0 | 58.955 | 98.26% | 1 | 0 | 0 | 1.22 | 0 | 0 | 0
| 1458 | 0.44444 | 3.228 | 49 | 28.1 | 47.3304 | 31.1625 | 0.97843 | 0.92619 | -0.48175 | 0 | 60 | 100% | 1 | 0 | 0 | 0.48 | 0 | 0 | 0
| 1459 | 7.7444 | 7.7444 | 2 | 27.1 | 1.9319 | 27.225 | 0.99221 | 0.038336 | 7.7061 | 11 | 60 | 100% | 0 | 0 | 0 | 0 | 0 | 0 | 0
| 1460 | 8.9667 | 8.9667 | 0 | 26.6 | 0 | 26.6 | 0.9944 | 0 | 8.9667 | 10 | 51.877 | 86.46% | 0 | 0 | 0 | 0 | 0 | 0 | 0
| 1461 | 8.9667 | 8.9667 | 0 | 26.2 | 0 | 26.2 | 0.9958 | 0 | 8.9667 | 9 | 42.4254 | 70.71% | 0 | 0 | 0 | 0 | 0 | 0 | 0
| 1462 | 8.9667 | 8.9667 | 0 | 25.7 | 0 | 25.7 | 0.99755 | 0 | 8.9667 | 8 | 32.9737 | 54.96% | 0 | 0 | 0 | 0 | 0 | 0 | 0
| 1463 | 7.3 | 7.3 | 0 | 25.3 | 0 | 25.3 | 0.99895 | 0 | 7.3 | 7 | 23.522 | 39.2% | 0 | 0 | 0 | 0 | 0 | 0 | 0
| 1464 | 1.6889 | 3.228 | 0 | 24.9 | 0 | 24.9 | 1.0004 | 0 | 1.6889 | 6 | 15.8271 | 26.38% | 0 | 0 | 0 | 0 | 0 | 0 | 0
| 1465 | 1.1333 | 3.228 | 0 | 24.5 | 0 | 24.5 | 1.0017 | 0 | 1.1333 | 5 | 14.0468 | 23.41% | 0 | 0 | 0 | 0 | 0 | 0 | 0
| 1466 | 1.1333 | 3.228 | 0 | 24.5 | 0 | 24.5 | 1.0017 | 0 | 1.1333 | 4 | 12.8522 | 21.42% | 0 | 0 | 0 | 0 | 0.32 | 0 | 0
| 1467 | 0.022222 | 3.228 | 0 | 24.5 | 0 | 24.5 | 1.0017 | 0 | 0.022222 | 3 | 12 | 20% | 0 | 0 | 0 | 0 | 0.02 | 0 | 0
| 1468 | 0.022222 | 3.228 | 0 | 24.5 | 0 | 24.5 | 1.0017 | 0 | 0.022222 | 2 | 12 | 20% | 0 | 0 | 0 | 0 | 0.02 | 0 | 0
| 1469 | 0.022222 | 3.228 | 0 | 24 | 0 | 24 | 1.0035 | 0 | 0.022222 | 1 | 12 | 20% | 0 | 0 | 0 | 0 | 0.02 | 0 | 0
| 1470 | 0.022222 | 3.228 | 0 | 23.6 | 0 | 23.6 | 1.0049 | 0 | 0.022222 | 0 | 12 | 20% | 0 | 0 | 0 | 0 | 0.02 | 0 | 0
| 1471 | 0.022222 | 3.228 | 4 | 23.1 | 3.8637 | 23.35 | 1.0058 | 0.07772 | -0.055498 | 0 | 12 | 20% | 0 | 0 | 0 | 0 | 0 | 0 | 0
| 1472 | 0.66667 | 3.228 | 96 | 24.5 | 92.7289 | 30.5 | 0.98075 | 1.8189 | -1.1522 | 0 | 12.0527 | 20.09% | 1 | 1 | 0.8 | 0 | 0 | 0 | 0
| 1473 | 0.77778 | 3.228 | 306 | 26 | 295.5733 | 45.125 | 0.92956 | 5.4951 | -4.7173 | 0 | 13.1457 | 21.91% | 1 | 0 | 0 | 0 | 0 | 0 | 0
| 1474 | 1.0444 | 3.228 | 528 | 27.4 | 510.0088 | 60.4 | 0.8761 | 8.9364 | -7.8919 | 0 | 17.621 | 29.37% | 1 | 0 | 0 | 0 | 0 | 0 | 0
| 1475 | 1.0444 | 3.228 | 638 | 28.6 | 616.2607 | 68.475 | 0.84784 | 10.4498 | -9.4053 | 0 | 25.1079 | 41.85% | 1 | 0 | 0 | 0 | 0 | 0 | 0
| 1476 | 1.6 | 3.228 | 656 | 29.9 | 633.6473 | 70.9 | 0.83935 | 10.637 | -9.037 | 0 | 34.0306 | 56.72% | 1 | 0 | 0 | 0 | 0 | 0 | 0
| 1477 | 1.3778 | 3.228 | 584 | 31.1 | 564.1007 | 67.6 | 0.8509 | 9.5999 | -8.2221 | 0 | 42.6039 | 71.01% | 1 | 0 | 0 | 0 | 0 | 0 | 0
| 1478 | 1.1111 | 3.228 | 504 | 30.8 | 486.8266 | 62.3 | 0.86945 | 8.4654 | -7.3543 | 0 | 50.404 | 84.01% | 1 | 0 | 0 | 0 | 0 | 0 | 0
| 1479 | 1.1111 | 3.228 | 386 | 30.6 | 372.8474 | 54.725 | 0.89596 | 6.6811 | -5.57 | 0 | 57.3809 | 95.63% | 1 | 0 | 0 | 2.81 | 0 | 0 | 0
| 1480 | 1 | 3.228 | 250 | 30.3 | 241.4815 | 45.925 | 0.92676 | 4.4759 | -3.4759 | 0 | 60 | 100% | 1 | 0 | 0 | 3.48 | 0 | 0 | 0
| 1481 | 0.44444 | 3.228 | 177 | 28.9 | 170.9689 | 39.9625 | 0.94763 | 3.2403 | -2.7959 | 0 | 60 | 100% | 0 | 0 | 0 | 2.8 | 0 | 0 | 0
| 1482 | 0.44444 | 3.228 | 66 | 27.4 | 63.7511 | 31.525 | 0.97716 | 1.2459 | -0.80146 | 0 | 60 | 100% | 0 | 0 | 0 | 0.8 | 0 | 0 | 0
| 1483 | 7.7444 | 7.7444 | 3 | 26 | 2.8978 | 26.1875 | 0.99584 | 0.057715 | 7.6867 | 11 | 60 | 100% | 0 | 0 | 0 | 0 | 0 | 0 | 0
| 1484 | 8.9667 | 8.9667 | 0 | 25.8 | 0 | 25.8 | 0.9972 | 0 | 8.9667 | 10 | 51.8975 | 86.5% | 0 | 0 | 0 | 0 | 0 | 0 | 0
| 1485 | 8.9667 | 8.9667 | 0 | 25.6 | 0 | 25.6 | 0.9979 | 0 | 8.9667 | 9 | 42.4458 | 70.74% | 0 | 0 | 0 | 0 | 0 | 0 | 0
| 1486 | 8.9667 | 8.9667 | 0 | 25.4 | 0 | 25.4 | 0.9986 | 0 | 8.9667 | 8 | 32.9941 | 54.99% | 0 | 0 | 0 | 0 | 0 | 0 | 0
| 1487 | 7.3 | 7.3 | 0 | 24.7 | 0 | 24.7 | 1.001 | 0 | 7.3 | 7 | 23.5424 | 39.24% | 0 | 0 | 0 | 0 | 0 | 0 | 0
| 1488 | 1.6889 | 3.228 | 0 | 24.1 | 0 | 24.1 | 1.0031 | 0 | 1.6889 | 6 | 15.8475 | 26.41% | 0 | 0 | 0 | 0 | 0 | 0 | 0
| 1489 | 1.1333 | 3.228 | 0 | 23.4 | 0 | 23.4 | 1.0056 | 0 | 1.1333 | 5 | 14.0673 | 23.45% | 0 | 0 | 0 | 0 | 0 | 0 | 0
| 1490 | 1.1333 | 3.228 | 0 | 23.3 | 0 | 23.3 | 1.0059 | 0 | 1.1333 | 4 | 12.8726 | 21.45% | 0 | 0 | 0 | 0 | 0.31 | 0 | 0
| 1491 | 0.022222 | 3.228 | 0 | 23.2 | 0 | 23.2 | 1.0063 | 0 | 0.022222 | 3 | 12 | 20% | 0 | 0 | 0 | 0 | 0.02 | 0 | 0
| 1492 | 0.022222 | 3.228 | 0 | 23.1 | 0 | 23.1 | 1.0067 | 0 | 0.022222 | 2 | 12 | 20% | 0 | 0 | 0 | 0 | 0.02 | 0 | 0
| 1493 | 0.022222 | 3.228 | 0 | 23 | 0 | 23 | 1.007 | 0 | 0.022222 | 1 | 12 | 20% | 0 | 0 | 0 | 0 | 0.02 | 0 | 0
| 1494 | 0.022222 | 3.228 | 0 | 22.8 | 0 | 22.8 | 1.0077 | 0 | 0.022222 | 0 | 12 | 20% | 0 | 0 | 0 | 0 | 0.02 | 0 | 0
| 1495 | 0.022222 | 3.228 | 4 | 22.7 | 3.8637 | 22.95 | 1.0072 | 0.077829 | -0.055606 | 0 | 12 | 20% | 0 | 0 | 0 | 0 | 0 | 0 | 0
| 1496 | 0.66667 | 3.228 | 102 | 24.6 | 98.5244 | 30.975 | 0.97909 | 1.9293 | -1.2626 | 0 | 12.0528 | 20.09% | 1 | 1 | 0.8 | 0 | 0 | 0 | 0
| 1497 | 0.77778 | 3.228 | 331 | 26.5 | 319.7214 | 47.1875 | 0.92234 | 5.8979 | -5.1201 | 0 | 13.2506 | 22.08% | 1 | 0 | 0 | 0 | 0 | 0 | 0
| 1498 | 1.0444 | 3.228 | 574 | 28.4 | 554.4414 | 64.275 | 0.86254 | 9.5645 | -8.5201 | 0 | 18.1079 | 30.18% | 1 | 0 | 0 | 0 | 0 | 0 | 0
| 1499 | 1.0444 | 3.228 | 694 | 30 | 670.3525 | 73.375 | 0.83069 | 11.1371 | -10.0926 | 0 | 26.1908 | 43.65% | 1 | 0 | 0 | 0 | 0 | 0 | 0
| 1500 | 1.6 | 3.228 | 699 | 31.7 | 675.1822 | 75.3875 | 0.82364 | 11.1222 | -9.5222 | 0 | 35.7655 | 59.61% | 1 | 0 | 0 | 0 | 0 | 0 | 0
| 1501 | 1.3778 | 3.228 | 586 | 33.3 | 566.0325 | 69.925 | 0.84276 | 9.5406 | -8.1628 | 0 | 44.799 | 74.67% | 1 | 0 | 0 | 0 | 0 | 0 | 0
| 1502 | 1.1111 | 3.228 | 561 | 32.4 | 541.8844 | 67.4625 | 0.85138 | 9.227 | -8.1159 | 0 | 52.543 | 87.57% | 1 | 0 | 0 | 0.26 | 0 | 0 | 0
| 1503 | 1.1111 | 3.228 | 487 | 31.6 | 470.4059 | 62.0375 | 0.87037 | 8.1885 | -7.0774 | 0 | 60 | 100% | 1 | 0 | 0 | 7.08 | 0 | 0 | 0
| 1504 | 1 | 3.228 | 371 | 30.7 | 358.3585 | 53.8875 | 0.89889 | 6.4425 | -5.4425 | 0 | 60 | 100% | 0 | 0 | 0 | 5.44 | 0 | 0 | 0
| 1505 | 0.44444 | 3.228 | 225 | 29.8 | 217.3333 | 43.8625 | 0.93398 | 4.0597 | -3.6153 | 0 | 60 | 100% | 0 | 0 | 0 | 3.62 | 0 | 0 | 0
| 1506 | 0.44444 | 3.228 | 74 | 29 | 71.4785 | 33.625 | 0.96981 | 1.3864 | -0.94197 | 0 | 60 | 100% | 0 | 0 | 0 | 0.94 | 0 | 0 | 0
| 1507 | 7.7444 | 7.7444 | 3 | 28.1 | 2.8978 | 28.2875 | 0.98849 | 0.057289 | 7.6872 | 11 | 60 | 100% | 0 | 0 | 0 | 0 | 0 | 0 | 0
| 1508 | 8.9667 | 8.9667 | 0 | 27.7 | 0 | 27.7 | 0.99055 | 0 | 8.9667 | 10 | 51.897 | 86.5% | 0 | 0 | 0 | 0 | 0 | 0 | 0
| 1509 | 8.9667 | 8.9667 | 0 | 27.4 | 0 | 27.4 | 0.9916 | 0 | 8.9667 | 9 | 42.4453 | 70.74% | 0 | 0 | 0 | 0 | 0 | 0 | 0
| 1510 | 8.9667 | 8.9667 | 0 | 27 | 0 | 27 | 0.993 | 0 | 8.9667 | 8 | 32.9936 | 54.99% | 0 | 0 | 0 | 0 | 0 | 0 | 0
| 1511 | 7.3 | 7.3 | 0 | 26.5 | 0 | 26.5 | 0.99475 | 0 | 7.3 | 7 | 23.5419 | 39.24% | 0 | 0 | 0 | 0 | 0 | 0 | 0
| 1512 | 1.6889 | 3.228 | 0 | 26 | 0 | 26 | 0.9965 | 0 | 1.6889 | 6 | 15.8471 | 26.41% | 0 | 0 | 0 | 0 | 0 | 0 | 0
| 1513 | 1.1333 | 3.228 | 0 | 25.5 | 0 | 25.5 | 0.99825 | 0 | 1.1333 | 5 | 14.0668 | 23.44% | 0 | 0 | 0 | 0 | 0 | 0 | 0
| 1514 | 1.1333 | 3.228 | 0 | 25.1 | 0 | 25.1 | 0.99965 | 0 | 1.1333 | 4 | 12.8722 | 21.45% | 0 | 0 | 0 | 0 | 0.31 | 0 | 0
| 1515 | 0.022222 | 3.228 | 0 | 24.8 | 0 | 24.8 | 1.0007 | 0 | 0.022222 | 3 | 12 | 20% | 0 | 0 | 0 | 0 | 0.02 | 0 | 0
| 1516 | 0.022222 | 3.228 | 0 | 24.4 | 0 | 24.4 | 1.0021 | 0 | 0.022222 | 2 | 12 | 20% | 0 | 0 | 0 | 0 | 0.02 | 0 | 0
| 1517 | 0.022222 | 3.228 | 0 | 24.1 | 0 | 24.1 | 1.0031 | 0 | 0.022222 | 1 | 12 | 20% | 0 | 0 | 0 | 0 | 0.02 | 0 | 0
| 1518 | 0.022222 | 3.228 | 0 | 23.8 | 0 | 23.8 | 1.0042 | 0 | 0.022222 | 0 | 12 | 20% | 0 | 0 | 0 | 0 | 0.02 | 0 | 0
| 1519 | 0.022222 | 3.228 | 5 | 23.5 | 4.8296 | 23.8125 | 1.0042 | 0.096994 | -0.074772 | 0 | 12 | 20% | 0 | 0 | 0 | 0 | 0 | 0 | 0
| 1520 | 0.66667 | 3.228 | 112 | 25.3 | 108.1837 | 32.3 | 0.97445 | 2.1084 | -1.4417 | 0 | 12.0709 | 20.12% | 1 | 1 | 0.8 | 0 | 0 | 0 | 0
| 1521 | 0.77778 | 3.228 | 311 | 27.2 | 300.4029 | 46.6375 | 0.92427 | 5.5531 | -4.7753 | 0 | 13.4387 | 22.4% | 1 | 0 | 0 | 0 | 0 | 0 | 0
| 1522 | 1.0444 | 3.228 | 465 | 29 | 449.1555 | 58.0625 | 0.88428 | 7.9436 | -6.8992 | 0 | 17.9689 | 29.95% | 1 | 0 | 0 | 0 | 0 | 0 | 0
| 1523 | 1.0444 | 3.228 | 609 | 29.4 | 588.2488 | 67.4625 | 0.85138 | 10.0165 | -8.972 | 0 | 24.514 | 40.86% | 1 | 0 | 0 | 0 | 0 | 0 | 0
| 1524 | 1.6 | 3.228 | 701 | 29.9 | 677.114 | 73.7125 | 0.82951 | 11.2334 | -9.6334 | 0 | 33.0256 | 55.04% | 1 | 0 | 0 | 0 | 0 | 0 | 0
| 1525 | 1.3778 | 3.228 | 732 | 30.3 | 707.0577 | 76.05 | 0.82132 | 11.6145 | -10.2367 | 0 | 42.1647 | 70.27% | 1 | 0 | 0 | 0 | 0 | 0 | 0
| 1526 | 1.1111 | 3.228 | 739 | 30.9 | 713.8192 | 77.0875 | 0.81769 | 11.6737 | -10.5626 | 0 | 51.8761 | 86.46% | 1 | 0 | 0 | 2 | 0 | 0 | 0
| 1527 | 1.1111 | 3.228 | 672 | 31.5 | 649.1022 | 73.5 | 0.83025 | 10.7783 | -9.6672 | 0 | 60 | 100% | 1 | 0 | 0 | 9.67 | 0 | 0 | 0
| 1528 | 1 | 3.228 | 533 | 32.1 | 514.8385 | 65.4125 | 0.85856 | 8.8404 | -7.8404 | 0 | 60 | 100% | 0 | 0 | 0 | 7.84 | 0 | 0 | 0
| 1529 | 0.44444 | 3.228 | 333 | 30.8 | 321.6533 | 51.6125 | 0.90686 | 5.8339 | -5.3894 | 0 | 60 | 100% | 0 | 0 | 0 | 5.39 | 0 | 0 | 0
| 1530 | 0.44444 | 3.228 | 114 | 29.6 | 110.1155 | 36.725 | 0.95896 | 2.1119 | -1.6675 | 0 | 60 | 100% | 0 | 0 | 0 | 1.67 | 0 | 0 | 0
| 1531 | 7.7444 | 7.7444 | 5 | 28.3 | 4.8296 | 28.6125 | 0.98736 | 0.095371 | 7.6491 | 11 | 60 | 100% | 0 | 0 | 0 | 0 | 0 | 0 | 0
| 1532 | 8.9667 | 8.9667 | 0 | 27.5 | 0 | 27.5 | 0.99125 | 0 | 8.9667 | 10 | 51.9372 | 86.56% | 0 | 0 | 0 | 0 | 0 | 0 | 0
| 1533 | 8.9667 | 8.9667 | 0 | 26.6 | 0 | 26.6 | 0.9944 | 0 | 8.9667 | 9 | 42.4855 | 70.81% | 0 | 0 | 0 | 0 | 0 | 0 | 0
| 1534 | 8.9667 | 8.9667 | 0 | 25.8 | 0 | 25.8 | 0.9972 | 0 | 8.9667 | 8 | 33.0338 | 55.06% | 0 | 0 | 0 | 0 | 0 | 0 | 0
| 1535 | 7.3 | 7.3 | 0 | 25.1 | 0 | 25.1 | 0.99965 | 0 | 7.3 | 7 | 23.5821 | 39.3% | 0 | 0 | 0 | 0 | 0 | 0 | 0
| 1536 | 1.6889 | 3.228 | 0 | 24.4 | 0 | 24.4 | 1.0021 | 0 | 1.6889 | 6 | 15.8872 | 26.48% | 0 | 0 | 0 | 0 | 0 | 0 | 0
| 1537 | 1.1333 | 3.228 | 0 | 23.7 | 0 | 23.7 | 1.0046 | 0 | 1.1333 | 5 | 14.107 | 23.51% | 0 | 0 | 0 | 0 | 0 | 0 | 0
| 1538 | 1.1333 | 3.228 | 0 | 23.3 | 0 | 23.3 | 1.0059 | 0 | 1.1333 | 4 | 12.9123 | 21.52% | 0 | 0 | 0 | 0 | 0.27 | 0 | 0
| 1539 | 0.022222 | 3.228 | 0 | 22.8 | 0 | 22.8 | 1.0077 | 0 | 0.022222 | 3 | 12 | 20% | 0 | 0 | 0 | 0 | 0.02 | 0 | 0
| 1540 | 0.022222 | 3.228 | 0 | 22.4 | 0 | 22.4 | 1.0091 | 0 | 0.022222 | 2 | 12 | 20% | 0 | 0 | 0 | 0 | 0.02 | 0 | 0
| 1541 | 0.022222 | 3.228 | 0 | 22.2 | 0 | 22.2 | 1.0098 | 0 | 0.022222 | 1 | 12 | 20% | 0 | 0 | 0 | 0 | 0.02 | 0 | 0
| 1542 | 0.022222 | 3.228 | 0 | 22 | 0 | 22 | 1.0105 | 0 | 0.022222 | 0 | 12 | 20% | 0 | 0 | 0 | 0 | 0.02 | 0 | 0
| 1543 | 0.022222 | 3.228 | 5 | 21.8 | 4.8296 | 22.1125 | 1.0101 | 0.097569 | -0.075347 | 0 | 12 | 20% | 0 | 0 | 0 | 0 | 0 | 0 | 0
| 1544 | 0.66667 | 3.228 | 111 | 21.8 | 107.2178 | 28.7375 | 0.98692 | 2.1163 | -1.4496 | 0 | 12.0715 | 20.12% | 1 | 1 | 0.8 | 0 | 0 | 0 | 0
| 1545 | 0.77778 | 3.228 | 308 | 24.9 | 297.5052 | 44.15 | 0.93297 | 5.5513 | -4.7735 | 0 | 13.4467 | 22.41% | 1 | 0 | 0 | 0 | 0 | 0 | 0
| 1546 | 1.0444 | 3.228 | 470 | 28 | 453.9851 | 57.375 | 0.88669 | 8.0509 | -7.0064 | 0 | 17.9753 | 29.96% | 1 | 0 | 0 | 0 | 0 | 0 | 0
| 1547 | 1.0444 | 3.228 | 677 | 30 | 653.9318 | 72.3125 | 0.83441 | 10.9129 | -9.8685 | 0 | 24.6222 | 41.04% | 1 | 0 | 0 | 0 | 0 | 0 | 0
| 1548 | 1.6 | 3.228 | 835 | 31.9 | 806.5481 | 84.0875 | 0.79319 | 12.795 | -11.195 | 0 | 33.9842 | 56.64% | 1 | 0 | 0 | 0.43 | 0 | 0 | 0
| 1549 | 1.3778 | 3.228 | 917 | 33.9 | 885.754 | 91.2125 | 0.76826 | 13.6097 | -12.2319 | 0 | 44.192 | 73.65% | 1 | 0 | 0 | 1.47 | 0 | 0 | 0
| 1550 | 1.1111 | 3.228 | 876 | 33.9 | 846.151 | 88.65 | 0.77722 | 13.153 | -12.0419 | 0 | 54.3999 | 90.67% | 1 | 0 | 0 | 6.14 | 0 | 0 | 0
| 1551 | 1.1111 | 3.228 | 761 | 34 | 735.0696 | 81.5625 | 0.80203 | 11.791 | -10.6799 | 0 | 60 | 100% | 1 | 0 | 0 | 10.68 | 0 | 0 | 0
| 1552 | 1 | 3.228 | 580 | 34 | 560.237 | 70.25 | 0.84162 | 9.4302 | -8.4302 | 0 | 60 | 100% | 0 | 0 | 0 | 8.43 | 0 | 0 | 0
| 1553 | 0.44444 | 3.228 | 323 | 33 | 311.994 | 53.1875 | 0.90134 | 5.6243 | -5.1798 | 0 | 60 | 100% | 0 | 0 | 0 | 5.18 | 0 | 0 | 0
| 1554 | 0.44444 | 3.228 | 94 | 32 | 90.797 | 37.875 | 0.95494 | 1.7341 | -1.2897 | 0 | 60 | 100% | 0 | 0 | 0 | 1.29 | 0 | 0 | 0
| 1555 | 7.7444 | 7.7444 | 3 | 31 | 2.8978 | 31.1875 | 0.97834 | 0.0567 | 7.6877 | 11 | 60 | 100% | 0 | 0 | 0 | 0 | 0 | 0 | 0
| 1556 | 8.9667 | 8.9667 | 0 | 30.2 | 0 | 30.2 | 0.9818 | 0 | 8.9667 | 10 | 51.8964 | 86.49% | 0 | 0 | 0 | 0 | 0 | 0 | 0
| 1557 | 8.9667 | 8.9667 | 0 | 29.5 | 0 | 29.5 | 0.98425 | 0 | 8.9667 | 9 | 42.4447 | 70.74% | 0 | 0 | 0 | 0 | 0 | 0 | 0
| 1558 | 8.9667 | 8.9667 | 0 | 28.7 | 0 | 28.7 | 0.98705 | 0 | 8.9667 | 8 | 32.993 | 54.99% | 0 | 0 | 0 | 0 | 0 | 0 | 0
| 1559 | 7.3 | 7.3 | 0 | 28.2 | 0 | 28.2 | 0.9888 | 0 | 7.3 | 7 | 23.5413 | 39.24% | 0 | 0 | 0 | 0 | 0 | 0 | 0
| 1560 | 1.6889 | 3.228 | 0 | 27.6 | 0 | 27.6 | 0.9909 | 0 | 1.6889 | 6 | 15.8464 | 26.41% | 0 | 0 | 0 | 0 | 0 | 0 | 0
| 1561 | 1.1333 | 3.228 | 0 | 27.1 | 0 | 27.1 | 0.99265 | 0 | 1.1333 | 5 | 14.0662 | 23.44% | 0 | 0 | 0 | 0 | 0 | 0 | 0
| 1562 | 1.1333 | 3.228 | 0 | 26.6 | 0 | 26.6 | 0.9944 | 0 | 1.1333 | 4 | 12.8716 | 21.45% | 0 | 0 | 0 | 0 | 0.31 | 0 | 0
| 1563 | 0.022222 | 3.228 | 0 | 26.1 | 0 | 26.1 | 0.99615 | 0 | 0.022222 | 3 | 12 | 20% | 0 | 0 | 0 | 0 | 0.02 | 0 | 0
| 1564 | 0.022222 | 3.228 | 0 | 25.6 | 0 | 25.6 | 0.9979 | 0 | 0.022222 | 2 | 12 | 20% | 0 | 0 | 0 | 0 | 0.02 | 0 | 0
| 1565 | 0.022222 | 3.228 | 0 | 25.3 | 0 | 25.3 | 0.99895 | 0 | 0.022222 | 1 | 12 | 20% | 0 | 0 | 0 | 0 | 0.02 | 0 | 0
| 1566 | 0.022222 | 3.228 | 0 | 24.9 | 0 | 24.9 | 1.0004 | 0 | 0.022222 | 0 | 12 | 20% | 0 | 0 | 0 | 0 | 0.02 | 0 | 0
| 1567 | 0.022222 | 3.228 | 6 | 24.6 | 5.7956 | 24.975 | 1.0001 | 0.11592 | -0.093699 | 0 | 12 | 20% | 0 | 0 | 0 | 0 | 0 | 0 | 0
| 1568 | 0.66667 | 3.228 | 120 | 26.7 | 115.9111 | 34.2 | 0.9678 | 2.2436 | -1.5769 | 0 | 12.0889 | 20.15% | 1 | 1 | 0.8 | 0 | 0 | 0 | 0
| 1569 | 0.77778 | 3.228 | 339 | 28.7 | 327.4489 | 49.8875 | 0.91289 | 5.9785 | -5.2007 | 0 | 13.5849 | 22.64% | 1 | 0 | 0 | 0 | 0 | 0 | 0
| 1570 | 1.0444 | 3.228 | 538 | 30.8 | 519.6681 | 64.425 | 0.86201 | 8.9592 | -7.9148 | 0 | 18.5187 | 30.86% | 1 | 0 | 0 | 0 | 0 | 0 | 0
| 1571 | 1.0444 | 3.228 | 676 | 31.7 | 652.9659 | 73.95 | 0.82868 | 10.8219 | -9.7775 | 0 | 26.0273 | 43.38% | 1 | 0 | 0 | 0 | 0 | 0 | 0
| 1572 | 1.6 | 3.228 | 743 | 32.5 | 717.6829 | 78.9375 | 0.81122 | 11.644 | -10.044 | 0 | 35.3031 | 58.84% | 1 | 0 | 0 | 0 | 0 | 0 | 0
| 1573 | 1.3778 | 3.228 | 736 | 33.4 | 710.9214 | 79.4 | 0.8096 | 11.5112 | -10.1335 | 0 | 44.8316 | 74.72% | 1 | 0 | 0 | 0 | 0 | 0 | 0
| 1574 | 1.1111 | 3.228 | 775 | 33.6 | 748.5925 | 82.0375 | 0.80037 | 11.983 | -10.8719 | 0 | 54.4451 | 90.74% | 1 | 0 | 0 | 5.02 | 0 | 0 | 0
| 1575 | 1.1111 | 3.228 | 723 | 33.8 | 698.3644 | 78.9875 | 0.81104 | 11.3281 | -10.217 | 0 | 60 | 100% | 1 | 0 | 0 | 10.22 | 0 | 0 | 0
| 1576 | 1 | 3.228 | 580 | 34 | 560.237 | 70.25 | 0.84162 | 9.4302 | -8.4302 | 0 | 60 | 100% | 0 | 0 | 0 | 8.43 | 0 | 0 | 0
| 1577 | 0.44444 | 3.228 | 364 | 32.7 | 351.597 | 55.45 | 0.89343 | 6.2825 | -5.8381 | 0 | 60 | 100% | 0 | 0 | 0 | 5.84 | 0 | 0 | 0
| 1578 | 0.44444 | 3.228 | 125 | 31.3 | 120.7407 | 39.1125 | 0.95061 | 2.2955 | -1.8511 | 0 | 60 | 100% | 0 | 0 | 0 | 1.85 | 0 | 0 | 0
| 1579 | 7.7444 | 7.7444 | 6 | 30 | 5.7956 | 30.375 | 0.98119 | 0.11373 | 7.6307 | 11 | 60 | 100% | 0 | 0 | 0 | 0 | 0 | 0 | 0
| 1580 | 8.9667 | 8.9667 | 0 | 29.3 | 0 | 29.3 | 0.98495 | 0 | 8.9667 | 10 | 51.9565 | 86.59% | 0 | 0 | 0 | 0 | 0 | 0 | 0
| 1581 | 8.9667 | 8.9667 | 0 | 28.7 | 0 | 28.7 | 0.98705 | 0 | 8.9667 | 9 | 42.5048 | 70.84% | 0 | 0 | 0 | 0 | 0 | 0 | 0
| 1582 | 8.9667 | 8.9667 | 0 | 28 | 0 | 28 | 0.9895 | 0 | 8.9667 | 8 | 33.0531 | 55.09% | 0 | 0 | 0 | 0 | 0 | 0 | 0
| 1583 | 7.3 | 7.3 | 0 | 27.8 | 0 | 27.8 | 0.9902 | 0 | 7.3 | 7 | 23.6014 | 39.34% | 0 | 0 | 0 | 0 | 0 | 0 | 0
| 1584 | 1.6889 | 3.228 | 0 | 27.6 | 0 | 27.6 | 0.9909 | 0 | 1.6889 | 6 | 15.9066 | 26.51% | 0 | 0 | 0 | 0 | 0 | 0 | 0
| 1585 | 1.1333 | 3.228 | 0 | 27.4 | 0 | 27.4 | 0.9916 | 0 | 1.1333 | 5 | 14.1263 | 23.54% | 0 | 0 | 0 | 0 | 0 | 0 | 0
| 1586 | 1.1333 | 3.228 | 0 | 27.2 | 0 | 27.2 | 0.9923 | 0 | 1.1333 | 4 | 12.9317 | 21.55% | 0 | 0 | 0 | 0 | 0.25 | 0 | 0
| 1587 | 0.022222 | 3.228 | 0 | 27 | 0 | 27 | 0.993 | 0 | 0.022222 | 3 | 12 | 20% | 0 | 0 | 0 | 0 | 0.02 | 0 | 0
| 1588 | 0.022222 | 3.228 | 0 | 26.8 | 0 | 26.8 | 0.9937 | 0 | 0.022222 | 2 | 12 | 20% | 0 | 0 | 0 | 0 | 0.02 | 0 | 0
| 1589 | 0.022222 | 3.228 | 0 | 26.2 | 0 | 26.2 | 0.9958 | 0 | 0.022222 | 1 | 12 | 20% | 0 | 0 | 0 | 0 | 0.02 | 0 | 0
| 1590 | 0.022222 | 3.228 | 0 | 25.6 | 0 | 25.6 | 0.9979 | 0 | 0.022222 | 0 | 12 | 20% | 0 | 0 | 0 | 0 | 0.02 | 0 | 0
| 1591 | 0.022222 | 3.228 | 6 | 25 | 5.7956 | 25.375 | 0.99869 | 0.11576 | -0.093537 | 0 | 12 | 20% | 0 | 0 | 0 | 0 | 0 | 0 | 0
| 1592 | 0.66667 | 3.228 | 125 | 25 | 120.7407 | 32.8125 | 0.97266 | 2.3488 | -1.6821 | 0 | 12.0887 | 20.15% | 1 | 1 | 0.8 | 0 | 0 | 0 | 0
| 1593 | 0.77778 | 3.228 | 370 | 28.6 | 357.3926 | 51.725 | 0.90646 | 6.4793 | -5.7015 | 0 | 13.6845 | 22.81% | 1 | 0 | 0 | 0 | 0 | 0 | 0
| 1594 | 1.0444 | 3.228 | 615 | 32.2 | 594.0444 | 70.6375 | 0.84027 | 9.9831 | -8.9387 | 0 | 19.0934 | 31.82% | 1 | 0 | 0 | 0 | 0 | 0 | 0
| 1595 | 1.0444 | 3.228 | 765 | 33.3 | 738.9333 | 81.1125 | 0.80361 | 11.8762 | -10.8318 | 0 | 27.5734 | 45.96% | 1 | 0 | 0 | 0.07 | 0 | 0 | 0
| 1596 | 1.6 | 3.228 | 809 | 34.3 | 781.434 | 84.8625 | 0.79048 | 12.3542 | -10.7542 | 0 | 37.7813 | 62.97% | 1 | 0 | 0 | 0 | 0 | 0 | 0
| 1597 | 1.3778 | 3.228 | 738 | 35.4 | 712.8533 | 81.525 | 0.80216 | 11.4365 | -10.0587 | 0 | 47.9836 | 79.97% | 1 | 0 | 0 | 0 | 0 | 0 | 0
| 1598 | 1.1111 | 3.228 | 778 | 35.1 | 751.4903 | 83.725 | 0.79446 | 11.9406 | -10.8295 | 0 | 57.5261 | 95.88% | 1 | 0 | 0 | 8.22 | 0 | 0 | 0
| 1599 | 1.1111 | 3.228 | 725 | 34.9 | 700.2962 | 80.2125 | 0.80676 | 11.2994 | -10.1883 | 0 | 60 | 100% | 1 | 0 | 0 | 10.19 | 0 | 0 | 0
| 1600 | 1 | 3.228 | 582 | 34.6 | 562.1688 | 70.975 | 0.83909 | 9.4342 | -8.4342 | 0 | 60 | 100% | 0 | 0 | 0 | 8.43 | 0 | 0 | 0
| 1601 | 0.44444 | 3.228 | 345 | 33.2 | 333.2444 | 54.7625 | 0.89583 | 5.9706 | -5.5262 | 0 | 60 | 100% | 0 | 0 | 0 | 5.53 | 0 | 0 | 0
| 1602 | 0.44444 | 3.228 | 112 | 31.8 | 108.1837 | 38.8 | 0.9517 | 2.0592 | -1.6147 | 0 | 60 | 100% | 0 | 0 | 0 | 1.61 | 0 | 0 | 0
| 1603 | 7.7444 | 7.7444 | 5 | 30.4 | 4.8296 | 30.7125 | 0.98001 | 0.094661 | 7.6498 | 11 | 60 | 100% | 0 | 0 | 0 | 0 | 0 | 0 | 0
| 1604 | 8.9667 | 8.9667 | 0 | 29.7 | 0 | 29.7 | 0.98355 | 0 | 8.9667 | 10 | 51.9364 | 86.56% | 0 | 0 | 0 | 0 | 0 | 0 | 0
| 1605 | 8.9667 | 8.9667 | 0 | 29.1 | 0 | 29.1 | 0.98565 | 0 | 8.9667 | 9 | 42.4847 | 70.81% | 0 | 0 | 0 | 0 | 0 | 0 | 0
| 1606 | 8.9667 | 8.9667 | 0 | 28.4 | 0 | 28.4 | 0.9881 | 0 | 8.9667 | 8 | 33.033 | 55.06% | 0 | 0 | 0 | 0 | 0 | 0 | 0
| 1607 | 7.3 | 7.3 | 0 | 28.2 | 0 | 28.2 | 0.9888 | 0 | 7.3 | 7 | 23.5813 | 39.3% | 0 | 0 | 0 | 0 | 0 | 0 | 0
| 1608 | 1.6889 | 3.228 | 0 | 28 | 0 | 28 | 0.9895 | 0 | 1.6889 | 6 | 15.8865 | 26.48% | 0 | 0 | 0 | 0 | 0 | 0 | 0
| 1609 | 1.1333 | 3.228 | 0 | 27.8 | 0 | 27.8 | 0.9902 | 0 | 1.1333 | 5 | 14.1062 | 23.51% | 0 | 0 | 0 | 0 | 0 | 0 | 0
| 1610 | 1.1333 | 3.228 | 0 | 27.4 | 0 | 27.4 | 0.9916 | 0 | 1.1333 | 4 | 12.9116 | 21.52% | 0 | 0 | 0 | 0 | 0.27 | 0 | 0
| 1611 | 0.022222 | 3.228 | 0 | 26.9 | 0 | 26.9 | 0.99335 | 0 | 0.022222 | 3 | 12 | 20% | 0 | 0 | 0 | 0 | 0.02 | 0 | 0
| 1612 | 0.022222 | 3.228 | 0 | 26.5 | 0 | 26.5 | 0.99475 | 0 | 0.022222 | 2 | 12 | 20% | 0 | 0 | 0 | 0 | 0.02 | 0 | 0
| 1613 | 0.022222 | 3.228 | 0 | 26.1 | 0 | 26.1 | 0.99615 | 0 | 0.022222 | 1 | 12 | 20% | 0 | 0 | 0 | 0 | 0.02 | 0 | 0
| 1614 | 0.022222 | 3.228 | 0 | 25.6 | 0 | 25.6 | 0.9979 | 0 | 0.022222 | 0 | 12 | 20% | 0 | 0 | 0 | 0 | 0.02 | 0 | 0
| 1615 | 0.022222 | 3.228 | 7 | 25.2 | 6.7615 | 25.6375 | 0.99777 | 0.13493 | -0.11271 | 0 | 12 | 20% | 0 | 0 | 0 | 0 | 0 | 0 | 0
| 1616 | 0.66667 | 3.228 | 127 | 26.6 | 122.6726 | 34.5375 | 0.96662 | 2.3716 | -1.7049 | 0 | 12.1069 | 20.18% | 1 | 1 | 0.8 | 0 | 0 | 0 | 0
| 1617 | 0.77778 | 3.228 | 362 | 28 | 349.6651 | 50.625 | 0.91031 | 6.3661 | -5.5883 | 0 | 13.7243 | 22.87% | 1 | 0 | 0 | 0 | 0 | 0 | 0
| 1618 | 1.0444 | 3.228 | 588 | 31.8 | 567.9644 | 68.55 | 0.84757 | 9.6278 | -8.5834 | 0 | 19.0259 | 31.71% | 1 | 0 | 0 | 0 | 0 | 0 | 0
| 1619 | 1.0444 | 3.228 | 766 | 32.7 | 739.8992 | 80.575 | 0.80549 | 11.9196 | -10.8751 | 0 | 27.1688 | 45.28% | 1 | 0 | 0 | 0.12 | 0 | 0 | 0
| 1620 | 1.6 | 3.228 | 879 | 33.7 | 849.0488 | 88.6375 | 0.77727 | 13.1988 | -11.5988 | 0 | 37.3766 | 62.29% | 1 | 0 | 0 | 0.84 | 0 | 0 | 0
| 1621 | 1.3778 | 3.228 | 917 | 34.6 | 885.754 | 91.9125 | 0.76581 | 13.5663 | -12.1885 | 0 | 47.5845 | 79.31% | 1 | 0 | 0 | 1.43 | 0 | 0 | 0
| 1622 | 1.1111 | 3.228 | 895 | 34.3 | 864.5036 | 90.2375 | 0.77167 | 13.3422 | -12.2311 | 0 | 57.7923 | 96.32% | 1 | 0 | 0 | 9.9 | 0 | 0 | 0
| 1623 | 1.1111 | 3.228 | 791 | 33.9 | 764.0473 | 83.3375 | 0.79582 | 12.1609 | -11.0498 | 0 | 60 | 100% | 1 | 0 | 0 | 11.05 | 0 | 0 | 0
| 1624 | 1 | 3.228 | 612 | 33.6 | 591.1466 | 71.85 | 0.83603 | 9.8843 | -8.8843 | 0 | 60 | 100% | 0 | 0 | 0 | 8.88 | 0 | 0 | 0
| 1625 | 0.44444 | 3.228 | 372 | 32.6 | 359.3244 | 55.85 | 0.89202 | 6.4105 | -5.9661 | 0 | 60 | 100% | 0 | 0 | 0 | 5.97 | 0 | 0 | 0
| 1626 | 0.44444 | 3.228 | 125 | 31.5 | 120.7407 | 39.3125 | 0.94991 | 2.2938 | -1.8494 | 0 | 60 | 100% | 0 | 0 | 0 | 1.85 | 0 | 0 | 0
| 1627 | 7.7444 | 7.7444 | 6 | 30.5 | 5.7956 | 30.875 | 0.97944 | 0.11353 | 7.6309 | 11 | 60 | 100% | 0 | 0 | 0 | 0 | 0 | 0 | 0
| 1628 | 8.9667 | 8.9667 | 0 | 29.8 | 0 | 29.8 | 0.9832 | 0 | 8.9667 | 10 | 51.9563 | 86.59% | 0 | 0 | 0 | 0 | 0 | 0 | 0
| 1629 | 8.9667 | 8.9667 | 0 | 29.1 | 0 | 29.1 | 0.98565 | 0 | 8.9667 | 9 | 42.5046 | 70.84% | 0 | 0 | 0 | 0 | 0 | 0 | 0
| 1630 | 8.9667 | 8.9667 | 0 | 28.4 | 0 | 28.4 | 0.9881 | 0 | 8.9667 | 8 | 33.0529 | 55.09% | 0 | 0 | 0 | 0 | 0 | 0 | 0
| 1631 | 7.3 | 7.3 | 0 | 28.3 | 0 | 28.3 | 0.98845 | 0 | 7.3 | 7 | 23.6012 | 39.34% | 0 | 0 | 0 | 0 | 0 | 0 | 0
| 1632 | 1.6889 | 3.228 | 0 | 28.1 | 0 | 28.1 | 0.98915 | 0 | 1.6889 | 6 | 15.9063 | 26.51% | 0 | 0 | 0 | 0 | 0 | 0 | 0
| 1633 | 1.1333 | 3.228 | 0 | 28 | 0 | 28 | 0.9895 | 0 | 1.1333 | 5 | 14.1261 | 23.54% | 0 | 0 | 0 | 0 | 0 | 0 | 0
| 1634 | 1.1333 | 3.228 | 0 | 27.6 | 0 | 27.6 | 0.9909 | 0 | 1.1333 | 4 | 12.9315 | 21.55% | 0 | 0 | 0 | 0 | 0.25 | 0 | 0
| 1635 | 0.022222 | 3.228 | 0 | 27.1 | 0 | 27.1 | 0.99265 | 0 | 0.022222 | 3 | 12 | 20% | 0 | 0 | 0 | 0 | 0.02 | 0 | 0
| 1636 | 0.022222 | 3.228 | 0 | 26.7 | 0 | 26.7 | 0.99405 | 0 | 0.022222 | 2 | 12 | 20% | 0 | 0 | 0 | 0 | 0.02 | 0 | 0
| 1637 | 0.022222 | 3.228 | 0 | 26.2 | 0 | 26.2 | 0.9958 | 0 | 0.022222 | 1 | 12 | 20% | 0 | 0 | 0 | 0 | 0.02 | 0 | 0
| 1638 | 0.022222 | 3.228 | 0 | 25.8 | 0 | 25.8 | 0.9972 | 0 | 0.022222 | 0 | 12 | 20% | 0 | 0 | 0 | 0 | 0.02 | 0 | 0
| 1639 | 0.022222 | 3.228 | 7 | 25.3 | 6.7615 | 25.7375 | 0.99742 | 0.13488 | -0.11266 | 0 | 12 | 20% | 0 | 0 | 0 | 0 | 0 | 0 | 0
| 1640 | 0.66667 | 3.228 | 127 | 27.3 | 122.6726 | 35.2375 | 0.96417 | 2.3655 | -1.6989 | 0 | 12.1069 | 20.18% | 1 | 1 | 0.8 | 0 | 0 | 0 | 0
| 1641 | 0.77778 | 3.228 | 347 | 29.2 | 335.1763 | 50.8875 | 0.90939 | 6.0961 | -5.3184 | 0 | 13.7186 | 22.86% | 1 | 0 | 0 | 0 | 0 | 0 | 0
| 1642 | 1.0444 | 3.228 | 545 | 31.2 | 526.4296 | 65.2625 | 0.85908 | 9.0449 | -8.0005 | 0 | 18.764 | 31.27% | 1 | 0 | 0 | 0 | 0 | 0 | 0
| 1643 | 1.0444 | 3.228 | 682 | 32.5 | 658.7614 | 75.125 | 0.82456 | 10.8638 | -9.8194 | 0 | 26.3539 | 43.92% | 1 | 0 | 0 | 0 | 0 | 0 | 0
| 1644 | 1.6 | 3.228 | 747 | 33.7 | 721.5466 | 80.3875 | 0.80614 | 11.6334 | -10.0334 | 0 | 35.6694 | 59.45% | 1 | 0 | 0 | 0 | 0 | 0 | 0
| 1645 | 1.3778 | 3.228 | 738 | 35 | 712.8533 | 81.125 | 0.80356 | 11.4564 | -10.0787 | 0 | 45.1879 | 75.31% | 1 | 0 | 0 | 0 | 0 | 0 | 0
| 1646 | 1.1111 | 3.228 | 746 | 34.5 | 720.5807 | 81.125 | 0.80356 | 11.5806 | -10.4695 | 0 | 54.7494 | 91.25% | 1 | 0 | 0 | 4.93 | 0 | 0 | 0
| 1647 | 1.1111 | 3.228 | 679 | 33.9 | 655.8636 | 76.3375 | 0.82032 | 10.7603 | -9.6492 | 0 | 60 | 100% | 1 | 0 | 0 | 9.65 | 0 | 0 | 0
| 1648 | 1 | 3.228 | 540 | 33.4 | 521.5999 | 67.15 | 0.85247 | 8.893 | -7.893 | 0 | 60 | 100% | 0 | 0 | 0 | 7.89 | 0 | 0 | 0
| 1649 | 0.44444 | 3.228 | 328 | 32.3 | 316.8237 | 52.8 | 0.9027 | 5.7199 | -5.2755 | 0 | 60 | 100% | 0 | 0 | 0 | 5.28 | 0 | 0 | 0
| 1650 | 0.44444 | 3.228 | 111 | 31.1 | 107.2178 | 38.0375 | 0.95437 | 2.0465 | -1.6021 | 0 | 60 | 100% | 0 | 0 | 0 | 1.6 | 0 | 0 | 0
| 1651 | 7.7444 | 7.7444 | 5 | 30 | 4.8296 | 30.3125 | 0.98141 | 0.094797 | 7.6496 | 11 | 60 | 100% | 0 | 0 | 0 | 0 | 0 | 0 | 0
| 1652 | 8.9667 | 8.9667 | 0 | 29.5 | 0 | 29.5 | 0.98425 | 0 | 8.9667 | 10 | 51.9366 | 86.56% | 0 | 0 | 0 | 0 | 0 | 0 | 0
| 1653 | 8.9667 | 8.9667 | 0 | 28.9 | 0 | 28.9 | 0.98635 | 0 | 8.9667 | 9 | 42.4849 | 70.81% | 0 | 0 | 0 | 0 | 0 | 0 | 0
| 1654 | 8.9667 | 8.9667 | 0 | 28.4 | 0 | 28.4 | 0.9881 | 0 | 8.9667 | 8 | 33.0332 | 55.06% | 0 | 0 | 0 | 0 | 0 | 0 | 0
| 1655 | 7.3 | 7.3 | 0 | 28.1 | 0 | 28.1 | 0.98915 | 0 | 7.3 | 7 | 23.5815 | 39.3% | 0 | 0 | 0 | 0 | 0 | 0 | 0
| 1656 | 1.6889 | 3.228 | 0 | 27.7 | 0 | 27.7 | 0.99055 | 0 | 1.6889 | 6 | 15.8866 | 26.48% | 0 | 0 | 0 | 0 | 0 | 0 | 0
| 1657 | 1.1333 | 3.228 | 0 | 27.4 | 0 | 27.4 | 0.9916 | 0 | 1.1333 | 5 | 14.1064 | 23.51% | 0 | 0 | 0 | 0 | 0 | 0 | 0
| 1658 | 1.1333 | 3.228 | 0 | 26.9 | 0 | 26.9 | 0.99335 | 0 | 1.1333 | 4 | 12.9117 | 21.52% | 0 | 0 | 0 | 0 | 0.27 | 0 | 0
| 1659 | 0.022222 | 3.228 | 0 | 26.3 | 0 | 26.3 | 0.99545 | 0 | 0.022222 | 3 | 12 | 20% | 0 | 0 | 0 | 0 | 0.02 | 0 | 0
| 1660 | 0.022222 | 3.228 | 0 | 25.8 | 0 | 25.8 | 0.9972 | 0 | 0.022222 | 2 | 12 | 20% | 0 | 0 | 0 | 0 | 0.02 | 0 | 0
| 1661 | 0.022222 | 3.228 | 0 | 25.4 | 0 | 25.4 | 0.9986 | 0 | 0.022222 | 1 | 12 | 20% | 0 | 0 | 0 | 0 | 0.02 | 0 | 0
| 1662 | 0.022222 | 3.228 | 0 | 25 | 0 | 25 | 1 | 0 | 0.022222 | 0 | 12 | 20% | 0 | 0 | 0 | 0 | 0.02 | 0 | 0
| 1663 | 0.022222 | 3.228 | 7 | 24.6 | 6.7615 | 25.0375 | 0.99987 | 0.13521 | -0.11299 | 0 | 12 | 20% | 0 | 0 | 0 | 0 | 0 | 0 | 0
| 1664 | 0.66667 | 3.228 | 122 | 26.9 | 117.843 | 34.525 | 0.96666 | 2.2783 | -1.6116 | 0 | 12.1072 | 20.18% | 1 | 1 | 0.8 | 0 | 0 | 0 | 0
| 1665 | 0.77778 | 3.228 | 339 | 29.3 | 327.4489 | 50.4875 | 0.91079 | 5.9648 | -5.187 | 0 | 13.6361 | 22.73% | 1 | 0 | 0 | 0 | 0 | 0 | 0
| 1666 | 1.0444 | 3.228 | 547 | 31.6 | 528.3614 | 65.7875 | 0.85724 | 9.0587 | -8.0142 | 0 | 18.5569 | 30.93% | 1 | 0 | 0 | 0 | 0 | 0 | 0
| 1667 | 1.0444 | 3.228 | 734 | 32.6 | 708.9896 | 78.475 | 0.81284 | 11.5259 | -10.4814 | 0 | 26.1599 | 43.6% | 1 | 0 | 0 | 0 | 0 | 0 | 0
| 1668 | 1.6 | 3.228 | 864 | 33.6 | 834.5599 | 87.6 | 0.7809 | 13.0342 | -11.4342 | 0 | 36.1035 | 60.17% | 1 | 0 | 0 | 0.67 | 0 | 0 | 0
| 1669 | 1.3778 | 3.228 | 921 | 34.6 | 889.6177 | 92.1625 | 0.76493 | 13.6099 | -12.2321 | 0 | 46.3113 | 77.19% | 1 | 0 | 0 | 1.47 | 0 | 0 | 0
| 1670 | 1.1111 | 3.228 | 880 | 34.6 | 850.0147 | 89.6 | 0.7739 | 13.1565 | -12.0454 | 0 | 56.5191 | 94.2% | 1 | 0 | 0 | 8.38 | 0 | 0 | 0
| 1671 | 1.1111 | 3.228 | 765 | 34.5 | 738.9333 | 82.3125 | 0.79941 | 11.8142 | -10.703 | 0 | 60 | 100% | 1 | 0 | 0 | 10.7 | 0 | 0 | 0
| 1672 | 1 | 3.228 | 585 | 34.5 | 565.0666 | 71.0625 | 0.83878 | 9.4793 | -8.4793 | 0 | 60 | 100% | 0 | 0 | 0 | 8.48 | 0 | 0 | 0
| 1673 | 0.44444 | 3.228 | 338 | 33.3 | 326.4829 | 54.425 | 0.89701 | 5.8572 | -5.4127 | 0 | 60 | 100% | 0 | 0 | 0 | 5.41 | 0 | 0 | 0
| 1674 | 0.44444 | 3.228 | 107 | 32.2 | 103.3541 | 38.8875 | 0.95139 | 1.9666 | -1.5222 | 0 | 60 | 100% | 0 | 0 | 0 | 1.52 | 0 | 0 | 0
| 1675 | 7.7444 | 7.7444 | 5 | 31 | 4.8296 | 31.3125 | 0.97791 | 0.094458 | 7.65 | 11 | 60 | 100% | 0 | 0 | 0 | 0 | 0 | 0 | 0
| 1676 | 8.9667 | 8.9667 | 0 | 30.1 | 0 | 30.1 | 0.98215 | 0 | 8.9667 | 10 | 51.9362 | 86.56% | 0 | 0 | 0 | 0 | 0 | 0 | 0
| 1677 | 8.9667 | 8.9667 | 0 | 29.3 | 0 | 29.3 | 0.98495 | 0 | 8.9667 | 9 | 42.4845 | 70.81% | 0 | 0 | 0 | 0 | 0 | 0 | 0
| 1678 | 8.9667 | 8.9667 | 0 | 28.4 | 0 | 28.4 | 0.9881 | 0 | 8.9667 | 8 | 33.0328 | 55.05% | 0 | 0 | 0 | 0 | 0 | 0 | 0
| 1679 | 7.3 | 7.3 | 0 | 28.1 | 0 | 28.1 | 0.98915 | 0 | 7.3 | 7 | 23.5811 | 39.3% | 0 | 0 | 0 | 0 | 0 | 0 | 0
| 1680 | 1.6889 | 3.228 | 0 | 27.9 | 0 | 27.9 | 0.98985 | 0 | 1.6889 | 6 | 15.8862 | 26.48% | 0 | 0 | 0 | 0 | 0 | 0 | 0
| 1681 | 1.1333 | 3.228 | 0 | 27.6 | 0 | 27.6 | 0.9909 | 0 | 1.1333 | 5 | 14.106 | 23.51% | 0 | 0 | 0 | 0 | 0 | 0 | 0
| 1682 | 1.1333 | 3.228 | 0 | 27.3 | 0 | 27.3 | 0.99195 | 0 | 1.1333 | 4 | 12.9114 | 21.52% | 0 | 0 | 0 | 0 | 0.27 | 0 | 0
| 1683 | 0.022222 | 3.228 | 0 | 27 | 0 | 27 | 0.993 | 0 | 0.022222 | 3 | 12 | 20% | 0 | 0 | 0 | 0 | 0.02 | 0 | 0
| 1684 | 0.022222 | 3.228 | 0 | 26.7 | 0 | 26.7 | 0.99405 | 0 | 0.022222 | 2 | 12 | 20% | 0 | 0 | 0 | 0 | 0.02 | 0 | 0
| 1685 | 0.022222 | 3.228 | 0 | 26.3 | 0 | 26.3 | 0.99545 | 0 | 0.022222 | 1 | 12 | 20% | 0 | 0 | 0 | 0 | 0.02 | 0 | 0
| 1686 | 0.022222 | 3.228 | 0 | 25.9 | 0 | 25.9 | 0.99685 | 0 | 0.022222 | 0 | 12 | 20% | 0 | 0 | 0 | 0 | 0.02 | 0 | 0
| 1687 | 0.022222 | 3.228 | 8 | 25.5 | 7.7274 | 26 | 0.9965 | 0.15401 | -0.13178 | 0 | 12 | 20% | 0 | 0 | 0 | 0 | 0 | 0 | 0
| 1688 | 0.66667 | 3.228 | 137 | 27.4 | 132.3318 | 35.9625 | 0.96163 | 2.5451 | -1.8784 | 0 | 12.125 | 20.21% | 1 | 1 | 0.8 | 0 | 0 | 0 | 0
| 1689 | 0.77778 | 3.228 | 385 | 29.3 | 371.8814 | 53.3625 | 0.90073 | 6.6993 | -5.9215 | 0 | 13.907 | 23.18% | 1 | 0 | 0 | 0 | 0 | 0 | 0
| 1690 | 1.0444 | 3.228 | 627 | 31.2 | 605.6355 | 70.3875 | 0.84114 | 10.1885 | -9.1441 | 0 | 19.5247 | 32.54% | 1 | 0 | 0 | 0 | 0 | 0 | 0
| 1691 | 1.0444 | 3.228 | 803 | 31.7 | 775.6384 | 81.8875 | 0.80089 | 12.4241 | -11.3796 | 0 | 28.1995 | 47% | 1 | 0 | 0 | 0.62 | 0 | 0 | 0
| 1692 | 1.6 | 3.228 | 904 | 32.3 | 873.1969 | 88.8 | 0.7767 | 13.5642 | -11.9642 | 0 | 38.4074 | 64.01% | 1 | 0 | 0 | 1.2 | 0 | 0 | 0
| 1693 | 1.3778 | 3.228 | 923 | 32.8 | 891.5495 | 90.4875 | 0.77079 | 13.744 | -12.3662 | 0 | 48.6152 | 81.03% | 1 | 0 | 0 | 1.61 | 0 | 0 | 0
| 1694 | 1.1111 | 3.228 | 899 | 33.3 | 868.3673 | 89.4875 | 0.77429 | 13.4474 | -12.3363 | 0 | 58.823 | 98.04% | 1 | 0 | 0 | 11.1 | 0 | 0 | 0
| 1695 | 1.1111 | 3.228 | 795 | 33.9 | 767.911 | 83.5875 | 0.79494 | 12.2089 | -11.0978 | 0 | 60 | 100% | 1 | 0 | 0 | 11.1 | 0 | 0 | 0
| 1696 | 1 | 3.228 | 615 | 34.4 | 594.0444 | 72.8375 | 0.83257 | 9.8917 | -8.8917 | 0 | 60 | 100% | 0 | 0 | 0 | 8.89 | 0 | 0 | 0
| 1697 | 0.44444 | 3.228 | 344 | 32.2 | 332.2785 | 53.7 | 0.89955 | 5.978 | -5.5336 | 0 | 60 | 100% | 0 | 0 | 0 | 5.53 | 0 | 0 | 0
| 1698 | 0.44444 | 3.228 | 97 | 30.1 | 93.6948 | 36.1625 | 0.96093 | 1.8007 | -1.3562 | 0 | 60 | 100% | 0 | 0 | 0 | 1.36 | 0 | 0 | 0
| 1699 | 7.7444 | 7.7444 | 5 | 30.1 | 4.8296 | 30.4125 | 0.98106 | 0.094763 | 7.6497 | 11 | 60 | 100% | 0 | 0 | 0 | 0 | 0 | 0 | 0
| 1700 | 8.9667 | 8.9667 | 0 | 29.6 | 0 | 29.6 | 0.9839 | 0 | 8.9667 | 10 | 51.9365 | 86.56% | 0 | 0 | 0 | 0 | 0 | 0 | 0
| 1701 | 8.9667 | 8.9667 | 0 | 29 | 0 | 29 | 0.986 | 0 | 8.9667 | 9 | 42.4848 | 70.81% | 0 | 0 | 0 | 0 | 0 | 0 | 0
| 1702 | 8.9667 | 8.9667 | 0 | 28.5 | 0 | 28.5 | 0.98775 | 0 | 8.9667 | 8 | 33.0331 | 55.06% | 0 | 0 | 0 | 0 | 0 | 0 | 0
| 1703 | 7.3 | 7.3 | 0 | 28.2 | 0 | 28.2 | 0.9888 | 0 | 7.3 | 7 | 23.5814 | 39.3% | 0 | 0 | 0 | 0 | 0 | 0 | 0
| 1704 | 1.6889 | 3.228 | 0 | 27.9 | 0 | 27.9 | 0.98985 | 0 | 1.6889 | 6 | 15.8866 | 26.48% | 0 | 0 | 0 | 0 | 0 | 0 | 0
| 1705 | 1.1333 | 3.228 | 0 | 27.6 | 0 | 27.6 | 0.9909 | 0 | 1.1333 | 5 | 14.1063 | 23.51% | 0 | 0 | 0 | 0 | 0 | 0 | 0
| 1706 | 1.1333 | 3.228 | 0 | 27.4 | 0 | 27.4 | 0.9916 | 0 | 1.1333 | 4 | 12.9117 | 21.52% | 0 | 0 | 0 | 0 | 0.27 | 0 | 0
| 1707 | 0.022222 | 3.228 | 0 | 27.2 | 0 | 27.2 | 0.9923 | 0 | 0.022222 | 3 | 12 | 20% | 0 | 0 | 0 | 0 | 0.02 | 0 | 0
| 1708 | 0.022222 | 3.228 | 0 | 27 | 0 | 27 | 0.993 | 0 | 0.022222 | 2 | 12 | 20% | 0 | 0 | 0 | 0 | 0.02 | 0 | 0
| 1709 | 0.022222 | 3.228 | 0 | 26.8 | 0 | 26.8 | 0.9937 | 0 | 0.022222 | 1 | 12 | 20% | 0 | 0 | 0 | 0 | 0.02 | 0 | 0
| 1710 | 0.022222 | 3.228 | 0 | 26.7 | 0 | 26.7 | 0.99405 | 0 | 0.022222 | 0 | 12 | 20% | 0 | 0 | 0 | 0 | 0.02 | 0 | 0
| 1711 | 0.022222 | 3.228 | 9 | 26.5 | 8.6933 | 27.0625 | 0.99278 | 0.17261 | -0.15039 | 0 | 12 | 20% | 0 | 0 | 0 | 0 | 0 | 0 | 0
| 1712 | 0.66667 | 3.228 | 144 | 28.4 | 139.0933 | 37.4 | 0.9566 | 2.6611 | -1.9945 | 0 | 12.1427 | 20.24% | 1 | 1 | 0.8 | 0 | 0 | 0 | 0
| 1713 | 0.77778 | 3.228 | 393 | 30.2 | 379.6088 | 54.7625 | 0.89583 | 6.8013 | -6.0235 | 0 | 14.0348 | 23.39% | 1 | 0 | 0 | 0 | 0 | 0 | 0
| 1714 | 1.0444 | 3.228 | 631 | 32.1 | 609.4992 | 71.5375 | 0.83712 | 10.2045 | -9.16 | 0 | 19.7492 | 32.92% | 1 | 0 | 0 | 0 | 0 | 0 | 0
| 1715 | 1.0444 | 3.228 | 806 | 33 | 778.5362 | 83.375 | 0.79569 | 12.3894 | -11.345 | 0 | 28.4392 | 47.4% | 1 | 0 | 0 | 0.58 | 0 | 0 | 0
| 1716 | 1.6 | 3.228 | 907 | 33.8 | 876.0947 | 90.4875 | 0.77079 | 13.5058 | -11.9058 | 0 | 38.647 | 64.41% | 1 | 0 | 0 | 1.15 | 0 | 0 | 0
| 1717 | 1.3778 | 3.228 | 926 | 34.7 | 894.4473 | 92.575 | 0.76349 | 13.658 | -12.2802 | 0 | 48.8548 | 81.42% | 1 | 0 | 0 | 1.52 | 0 | 0 | 0
| 1718 | 1.1111 | 3.228 | 885 | 34.5 | 854.8444 | 89.8125 | 0.77316 | 13.2186 | -12.1075 | 0 | 59.0627 | 98.44% | 1 | 0 | 0 | 11.12 | 0 | 0 | 0
| 1719 | 1.1111 | 3.228 | 769 | 34.2 | 742.797 | 82.2625 | 0.79958 | 11.8785 | -10.7674 | 0 | 60 | 100% | 1 | 0 | 0 | 10.77 | 0 | 0 | 0
| 1720 | 1 | 3.228 | 588 | 34 | 567.9644 | 70.75 | 0.83988 | 9.5404 | -8.5404 | 0 | 60 | 100% | 0 | 0 | 0 | 8.54 | 0 | 0 | 0
| 1721 | 0.44444 | 3.228 | 358 | 32.8 | 345.8014 | 55.175 | 0.89439 | 6.1856 | -5.7412 | 0 | 60 | 100% | 0 | 0 | 0 | 5.74 | 0 | 0 | 0
| 1722 | 0.44444 | 3.228 | 122 | 31.6 | 117.843 | 39.225 | 0.95021 | 2.2395 | -1.7951 | 0 | 60 | 100% | 0 | 0 | 0 | 1.8 | 0 | 0 | 0
| 1723 | 7.7444 | 7.7444 | 6 | 30.4 | 5.7956 | 30.775 | 0.97979 | 0.11357 | 7.6309 | 11 | 60 | 100% | 0 | 0 | 0 | 0 | 0 | 0 | 0
| 1724 | 8.9667 | 8.9667 | 0 | 29.8 | 0 | 29.8 | 0.9832 | 0 | 8.9667 | 10 | 51.9564 | 86.59% | 0 | 0 | 0 | 0 | 0 | 0 | 0
| 1725 | 8.9667 | 8.9667 | 0 | 29.1 | 0 | 29.1 | 0.98565 | 0 | 8.9667 | 9 | 42.5047 | 70.84% | 0 | 0 | 0 | 0 | 0 | 0 | 0
| 1726 | 8.9667 | 8.9667 | 0 | 28.5 | 0 | 28.5 | 0.98775 | 0 | 8.9667 | 8 | 33.053 | 55.09% | 0 | 0 | 0 | 0 | 0 | 0 | 0
| 1727 | 7.3 | 7.3 | 0 | 28.3 | 0 | 28.3 | 0.98845 | 0 | 7.3 | 7 | 23.6013 | 39.34% | 0 | 0 | 0 | 0 | 0 | 0 | 0
| 1728 | 1.6889 | 3.228 | 0 | 28 | 0 | 28 | 0.9895 | 0 | 1.6889 | 6 | 15.9064 | 26.51% | 0 | 0 | 0 | 0 | 0 | 0 | 0
| 1729 | 1.1333 | 3.228 | 0 | 27.8 | 0 | 27.8 | 0.9902 | 0 | 1.1333 | 5 | 14.1261 | 23.54% | 0 | 0 | 0 | 0 | 0 | 0 | 0
| 1730 | 1.1333 | 3.228 | 0 | 27.5 | 0 | 27.5 | 0.99125 | 0 | 1.1333 | 4 | 12.9315 | 21.55% | 0 | 0 | 0 | 0 | 0.25 | 0 | 0
| 1731 | 0.022222 | 3.228 | 0 | 27.3 | 0 | 27.3 | 0.99195 | 0 | 0.022222 | 3 | 12 | 20% | 0 | 0 | 0 | 0 | 0.02 | 0 | 0
| 1732 | 0.022222 | 3.228 | 0 | 27 | 0 | 27 | 0.993 | 0 | 0.022222 | 2 | 12 | 20% | 0 | 0 | 0 | 0 | 0.02 | 0 | 0
| 1733 | 0.022222 | 3.228 | 0 | 26.5 | 0 | 26.5 | 0.99475 | 0 | 0.022222 | 1 | 12 | 20% | 0 | 0 | 0 | 0 | 0.02 | 0 | 0
| 1734 | 0.022222 | 3.228 | 0 | 26 | 0 | 26 | 0.9965 | 0 | 0.022222 | 0 | 12 | 20% | 0 | 0 | 0 | 0 | 0.02 | 0 | 0
| 1735 | 0.022222 | 3.228 | 9 | 25.5 | 8.6933 | 26.0625 | 0.99628 | 0.17322 | -0.151 | 0 | 12 | 20% | 0 | 0 | 0 | 0 | 0 | 0 | 0
| 1736 | 0.66667 | 3.228 | 140 | 27.6 | 135.2296 | 36.35 | 0.96027 | 2.5972 | -1.9305 | 0 | 12.1432 | 20.24% | 1 | 1 | 0.8 | 0 | 0 | 0 | 0
| 1737 | 0.77778 | 3.228 | 378 | 29.8 | 365.12 | 53.425 | 0.90051 | 6.5759 | -5.7981 | 0 | 13.9747 | 23.29% | 1 | 0 | 0 | 0 | 0 | 0 | 0
| 1738 | 1.0444 | 3.228 | 603 | 31.9 | 582.4533 | 69.5875 | 0.84394 | 9.8312 | -8.7867 | 0 | 19.4753 | 32.46% | 1 | 0 | 0 | 0 | 0 | 0 | 0
| 1739 | 1.0444 | 3.228 | 780 | 33 | 753.4221 | 81.75 | 0.80137 | 12.0755 | -11.031 | 0 | 27.8111 | 46.35% | 1 | 0 | 0 | 0.27 | 0 | 0 | 0
| 1740 | 1.6 | 3.228 | 891 | 34 | 860.6399 | 89.6875 | 0.77359 | 13.3157 | -11.7157 | 0 | 38.0189 | 63.36% | 1 | 0 | 0 | 0.96 | 0 | 0 | 0
| 1741 | 1.3778 | 3.228 | 926 | 35.1 | 894.4473 | 92.975 | 0.76209 | 13.6329 | -12.2552 | 0 | 48.2267 | 80.38% | 1 | 0 | 0 | 1.5 | 0 | 0 | 0
| 1742 | 1.1111 | 3.228 | 918 | 35.1 | 886.7199 | 92.475 | 0.76384 | 13.5462 | -12.4351 | 0 | 58.4346 | 97.39% | 1 | 0 | 0 | 10.78 | 0 | 0 | 0
| 1743 | 1.1111 | 3.228 | 818 | 35 | 790.1273 | 86.125 | 0.78606 | 12.4218 | -11.3107 | 0 | 60 | 100% | 1 | 0 | 0 | 11.31 | 0 | 0 | 0
| 1744 | 1 | 3.228 | 635 | 35 | 613.3629 | 74.6875 | 0.82609 | 10.1339 | -9.1339 | 0 | 60 | 100% | 0 | 0 | 0 | 9.13 | 0 | 0 | 0
| 1745 | 0.44444 | 3.228 | 372 | 33.4 | 359.3244 | 56.65 | 0.88923 | 6.3904 | -5.946 | 0 | 60 | 100% | 0 | 0 | 0 | 5.95 | 0 | 0 | 0
| 1746 | 0.44444 | 3.228 | 117 | 31.8 | 113.0133 | 39.1125 | 0.95061 | 2.1486 | -1.7042 | 0 | 60 | 100% | 0 | 0 | 0 | 1.7 | 0 | 0 | 0
| 1747 | 7.7444 | 7.7444 | 5 | 30.2 | 4.8296 | 30.5125 | 0.98071 | 0.094729 | 7.6497 | 11 | 60 | 100% | 0 | 0 | 0 | 0 | 0 | 0 | 0
| 1748 | 8.9667 | 8.9667 | 0 | 29.8 | 0 | 29.8 | 0.9832 | 0 | 8.9667 | 10 | 51.9365 | 86.56% | 0 | 0 | 0 | 0 | 0 | 0 | 0
| 1749 | 8.9667 | 8.9667 | 0 | 29.4 | 0 | 29.4 | 0.9846 | 0 | 8.9667 | 9 | 42.4848 | 70.81% | 0 | 0 | 0 | 0 | 0 | 0 | 0
| 1750 | 8.9667 | 8.9667 | 0 | 29 | 0 | 29 | 0.986 | 0 | 8.9667 | 8 | 33.0331 | 55.06% | 0 | 0 | 0 | 0 | 0 | 0 | 0
| 1751 | 7.3 | 7.3 | 0 | 28.8 | 0 | 28.8 | 0.9867 | 0 | 7.3 | 7 | 23.5814 | 39.3% | 0 | 0 | 0 | 0 | 0 | 0 | 0
| 1752 | 1.6889 | 3.228 | 0 | 28.6 | 0 | 28.6 | 0.9874 | 0 | 1.6889 | 6 | 15.8865 | 26.48% | 0 | 0 | 0 | 0 | 0 | 0 | 0
| 1753 | 1.1333 | 3.228 | 0 | 28.4 | 0 | 28.4 | 0.9881 | 0 | 1.1333 | 5 | 14.1063 | 23.51% | 0 | 0 | 0 | 0 | 0 | 0 | 0
| 1754 | 1.1333 | 3.228 | 0 | 28.1 | 0 | 28.1 | 0.98915 | 0 | 1.1333 | 4 | 12.9116 | 21.52% | 0 | 0 | 0 | 0 | 0.27 | 0 | 0
| 1755 | 0.022222 | 3.228 | 0 | 27.9 | 0 | 27.9 | 0.98985 | 0 | 0.022222 | 3 | 12 | 20% | 0 | 0 | 0 | 0 | 0.02 | 0 | 0
| 1756 | 0.022222 | 3.228 | 0 | 27.6 | 0 | 27.6 | 0.9909 | 0 | 0.022222 | 2 | 12 | 20% | 0 | 0 | 0 | 0 | 0.02 | 0 | 0
| 1757 | 0.022222 | 3.228 | 0 | 27.5 | 0 | 27.5 | 0.99125 | 0 | 0.022222 | 1 | 12 | 20% | 0 | 0 | 0 | 0 | 0.02 | 0 | 0
| 1758 | 0.022222 | 3.228 | 0 | 27.3 | 0 | 27.3 | 0.99195 | 0 | 0.022222 | 0 | 12 | 20% | 0 | 0 | 0 | 0 | 0.02 | 0 | 0
| 1759 | 0.022222 | 3.228 | 9 | 27.2 | 8.6933 | 27.7625 | 0.99033 | 0.17219 | -0.14996 | 0 | 12 | 20% | 0 | 0 | 0 | 0 | 0 | 0 | 0
| 1760 | 0.66667 | 3.228 | 143 | 28.6 | 138.1274 | 37.5375 | 0.95612 | 2.6413 | -1.9747 | 0 | 12.1423 | 20.24% | 1 | 1 | 0.8 | 0 | 0 | 0 | 0
| 1761 | 0.77778 | 3.228 | 380 | 30 | 367.0518 | 53.75 | 0.89938 | 6.6023 | -5.8246 | 0 | 14.0156 | 23.36% | 1 | 0 | 0 | 0 | 0 | 0 | 0
| 1762 | 1.0444 | 3.228 | 606 | 31.4 | 585.3511 | 69.275 | 0.84504 | 9.8929 | -8.8484 | 0 | 19.5413 | 32.57% | 1 | 0 | 0 | 0 | 0 | 0 | 0
| 1763 | 1.0444 | 3.228 | 782 | 32.9 | 755.354 | 81.775 | 0.80129 | 12.1051 | -11.0607 | 0 | 27.9356 | 46.56% | 1 | 0 | 0 | 0.3 | 0 | 0 | 0
| 1764 | 1.6 | 3.228 | 892 | 34.3 | 861.6058 | 90.05 | 0.77233 | 13.3088 | -11.7088 | 0 | 38.1434 | 63.57% | 1 | 0 | 0 | 0.95 | 0 | 0 | 0
| 1765 | 1.3778 | 3.228 | 927 | 35.7 | 895.4132 | 93.6375 | 0.75977 | 13.6061 | -12.2284 | 0 | 48.3513 | 80.59% | 1 | 0 | 0 | 1.47 | 0 | 0 | 0
| 1766 | 1.1111 | 3.228 | 903 | 35.5 | 872.231 | 91.9375 | 0.76572 | 13.3577 | -12.2466 | 0 | 58.5591 | 97.6% | 1 | 0 | 0 | 10.73 | 0 | 0 | 0
| 1767 | 1.1111 | 3.228 | 798 | 35.2 | 770.8088 | 85.075 | 0.78974 | 12.1747 | -11.0636 | 0 | 60 | 100% | 1 | 0 | 0 | 11.06 | 0 | 0 | 0
| 1768 | 1 | 3.228 | 618 | 35 | 596.9422 | 73.625 | 0.82981 | 9.907 | -8.907 | 0 | 60 | 100% | 0 | 0 | 0 | 8.91 | 0 | 0 | 0
| 1769 | 0.44444 | 3.228 | 377 | 33.5 | 364.154 | 57.0625 | 0.88778 | 6.4658 | -6.0213 | 0 | 60 | 100% | 0 | 0 | 0 | 6.02 | 0 | 0 | 0
| 1770 | 0.44444 | 3.228 | 129 | 32 | 124.6044 | 40.0625 | 0.94728 | 2.3607 | -1.9163 | 0 | 60 | 100% | 0 | 0 | 0 | 1.92 | 0 | 0 | 0
| 1771 | 7.7444 | 7.7444 | 6 | 30.5 | 5.7956 | 30.875 | 0.97944 | 0.11353 | 7.6309 | 11 | 60 | 100% | 0 | 0 | 0 | 0 | 0 | 0 | 0
| 1772 | 8.9667 | 8.9667 | 0 | 29.8 | 0 | 29.8 | 0.9832 | 0 | 8.9667 | 10 | 51.9563 | 86.59% | 0 | 0 | 0 | 0 | 0 | 0 | 0
| 1773 | 8.9667 | 8.9667 | 0 | 29.2 | 0 | 29.2 | 0.9853 | 0 | 8.9667 | 9 | 42.5046 | 70.84% | 0 | 0 | 0 | 0 | 0 | 0 | 0
| 1774 | 8.9667 | 8.9667 | 0 | 28.5 | 0 | 28.5 | 0.98775 | 0 | 8.9667 | 8 | 33.0529 | 55.09% | 0 | 0 | 0 | 0 | 0 | 0 | 0
| 1775 | 7.3 | 7.3 | 0 | 28.3 | 0 | 28.3 | 0.98845 | 0 | 7.3 | 7 | 23.6012 | 39.34% | 0 | 0 | 0 | 0 | 0 | 0 | 0
| 1776 | 1.6889 | 3.228 | 0 | 28 | 0 | 28 | 0.9895 | 0 | 1.6889 | 6 | 15.9063 | 26.51% | 0 | 0 | 0 | 0 | 0 | 0 | 0
| 1777 | 1.1333 | 3.228 | 0 | 27.8 | 0 | 27.8 | 0.9902 | 0 | 1.1333 | 5 | 14.1261 | 23.54% | 0 | 0 | 0 | 0 | 0 | 0 | 0
| 1778 | 1.1333 | 3.228 | 0 | 27.4 | 0 | 27.4 | 0.9916 | 0 | 1.1333 | 4 | 12.9315 | 21.55% | 0 | 0 | 0 | 0 | 0.25 | 0 | 0
| 1779 | 0.022222 | 3.228 | 0 | 26.9 | 0 | 26.9 | 0.99335 | 0 | 0.022222 | 3 | 12 | 20% | 0 | 0 | 0 | 0 | 0.02 | 0 | 0
| 1780 | 0.022222 | 3.228 | 0 | 26.5 | 0 | 26.5 | 0.99475 | 0 | 0.022222 | 2 | 12 | 20% | 0 | 0 | 0 | 0 | 0.02 | 0 | 0
| 1781 | 0.022222 | 3.228 | 0 | 26.2 | 0 | 26.2 | 0.9958 | 0 | 0.022222 | 1 | 12 | 20% | 0 | 0 | 0 | 0 | 0.02 | 0 | 0
| 1782 | 0.022222 | 3.228 | 0 | 25.8 | 0 | 25.8 | 0.9972 | 0 | 0.022222 | 0 | 12 | 20% | 0 | 0 | 0 | 0 | 0.02 | 0 | 0
| 1783 | 0.022222 | 3.228 | 9 | 25.5 | 8.6933 | 26.0625 | 0.99628 | 0.17322 | -0.151 | 0 | 12 | 20% | 0 | 0 | 0 | 0 | 0 | 0 | 0
| 1784 | 0.66667 | 3.228 | 138 | 27.7 | 133.2978 | 36.325 | 0.96036 | 2.5603 | -1.8936 | 0 | 12.1432 | 20.24% | 1 | 1 | 0.8 | 0 | 0 | 0 | 0
| 1785 | 0.77778 | 3.228 | 375 | 29.9 | 362.2222 | 53.3375 | 0.90082 | 6.5259 | -5.7482 | 0 | 13.9397 | 23.23% | 1 | 0 | 0 | 0 | 0 | 0 | 0
| 1786 | 1.0444 | 3.228 | 609 | 32.1 | 588.2488 | 70.1625 | 0.84193 | 9.9053 | -8.8609 | 0 | 19.3929 | 32.32% | 1 | 0 | 0 | 0 | 0 | 0 | 0
| 1787 | 1.0444 | 3.228 | 749 | 33.1 | 723.4784 | 79.9125 | 0.80781 | 11.6886 | -10.6442 | 0 | 27.799 | 46.33% | 1 | 0 | 0 | 0 | 0 | 0 | 0
| 1788 | 1.6 | 3.228 | 800 | 34 | 772.7407 | 84 | 0.7935 | 12.2634 | -10.6634 | 0 | 37.897 | 63.16% | 1 | 0 | 0 | 0 | 0 | 0 | 0
| 1789 | 1.3778 | 3.228 | 758 | 35 | 732.1718 | 82.375 | 0.79919 | 11.7029 | -10.3251 | 0 | 48.0131 | 80.02% | 1 | 0 | 0 | 0 | 0 | 0 | 0
| 1790 | 1.1111 | 3.228 | 796 | 35.4 | 768.877 | 85.15 | 0.78947 | 12.1402 | -11.0291 | 0 | 57.8084 | 96.35% | 1 | 0 | 0 | 8.72 | 0 | 0 | 0
| 1791 | 1.1111 | 3.228 | 741 | 35.8 | 715.751 | 82.1125 | 0.80011 | 11.4535 | -10.3424 | 0 | 60 | 100% | 1 | 0 | 0 | 10.34 | 0 | 0 | 0
| 1792 | 1 | 3.228 | 595 | 36.2 | 574.7259 | 73.3875 | 0.83064 | 9.5478 | -8.5478 | 0 | 60 | 100% | 0 | 0 | 0 | 8.55 | 0 | 0 | 0
| 1793 | 0.44444 | 3.228 | 376 | 34.4 | 363.1881 | 57.9 | 0.88485 | 6.4273 | -5.9829 | 0 | 60 | 100% | 0 | 0 | 0 | 5.98 | 0 | 0 | 0
| 1794 | 0.44444 | 3.228 | 132 | 32.6 | 127.5022 | 40.85 | 0.94452 | 2.4086 | -1.9641 | 0 | 60 | 100% | 0 | 0 | 0 | 1.96 | 0 | 0 | 0
| 1795 | 7.7444 | 7.7444 | 7 | 30.8 | 6.7615 | 31.2375 | 0.97817 | 0.13228 | 7.6122 | 11 | 60 | 100% | 0 | 0 | 0 | 0 | 0 | 0 | 0
| 1796 | 8.9667 | 8.9667 | 0 | 30.2 | 0 | 30.2 | 0.9818 | 0 | 8.9667 | 10 | 51.9761 | 86.63% | 0 | 0 | 0 | 0 | 0 | 0 | 0
| 1797 | 8.9667 | 8.9667 | 0 | 29.7 | 0 | 29.7 | 0.98355 | 0 | 8.9667 | 9 | 42.5244 | 70.87% | 0 | 0 | 0 | 0 | 0 | 0 | 0
| 1798 | 8.9667 | 8.9667 | 0 | 29.1 | 0 | 29.1 | 0.98565 | 0 | 8.9667 | 8 | 33.0727 | 55.12% | 0 | 0 | 0 | 0 | 0 | 0 | 0
| 1799 | 7.3 | 7.3 | 0 | 28.7 | 0 | 28.7 | 0.98705 | 0 | 7.3 | 7 | 23.621 | 39.37% | 0 | 0 | 0 | 0 | 0 | 0 | 0
| 1800 | 1.6889 | 3.228 | 0 | 28.2 | 0 | 28.2 | 0.9888 | 0 | 1.6889 | 6 | 15.9261 | 26.54% | 0 | 0 | 0 | 0 | 0 | 0 | 0
| 1801 | 1.1333 | 3.228 | 0 | 27.8 | 0 | 27.8 | 0.9902 | 0 | 1.1333 | 5 | 14.1459 | 23.58% | 0 | 0 | 0 | 0 | 0 | 0 | 0
| 1802 | 1.1333 | 3.228 | 0 | 27.4 | 0 | 27.4 | 0.9916 | 0 | 1.1333 | 4 | 12.9512 | 21.59% | 0 | 0 | 0 | 0 | 0.23 | 0 | 0
| 1803 | 0.022222 | 3.228 | 0 | 26.9 | 0 | 26.9 | 0.99335 | 0 | 0.022222 | 3 | 12 | 20% | 0 | 0 | 0 | 0 | 0.02 | 0 | 0
| 1804 | 0.022222 | 3.228 | 0 | 26.5 | 0 | 26.5 | 0.99475 | 0 | 0.022222 | 2 | 12 | 20% | 0 | 0 | 0 | 0 | 0.02 | 0 | 0
| 1805 | 0.022222 | 3.228 | 0 | 25.8 | 0 | 25.8 | 0.9972 | 0 | 0.022222 | 1 | 12 | 20% | 0 | 0 | 0 | 0 | 0.02 | 0 | 0
| 1806 | 0.022222 | 3.228 | 0 | 25.1 | 0 | 25.1 | 0.99965 | 0 | 0.022222 | 0 | 12 | 20% | 0 | 0 | 0 | 0 | 0.02 | 0 | 0
| 1807 | 0.022222 | 3.228 | 10 | 24.4 | 9.6593 | 25.025 | 0.99991 | 0.19317 | -0.17095 | 0 | 12 | 20% | 0 | 0 | 0 | 0 | 0 | 0 | 0
| 1808 | 0.66667 | 3.228 | 157 | 26.2 | 151.6504 | 36.0125 | 0.96146 | 2.9161 | -2.2494 | 0 | 12.1622 | 20.27% | 1 | 1 | 0.8 | 0 | 0 | 0 | 0
| 1809 | 0.77778 | 3.228 | 411 | 28.1 | 396.9955 | 53.7875 | 0.89924 | 7.1399 | -6.3621 | 0 | 14.2962 | 23.83% | 1 | 0 | 0 | 0 | 0 | 0 | 0
| 1810 | 1.0444 | 3.228 | 651 | 29.9 | 628.8177 | 70.5875 | 0.84044 | 10.5697 | -9.5253 | 0 | 20.3318 | 33.89% | 1 | 0 | 0 | 0 | 0 | 0 | 0
| 1811 | 1.0444 | 3.228 | 839 | 31.7 | 810.4118 | 84.1375 | 0.79302 | 12.8534 | -11.809 | 0 | 29.3683 | 48.95% | 1 | 0 | 0 | 1.05 | 0 | 0 | 0
| 1812 | 1.6 | 3.228 | 956 | 33.6 | 923.4251 | 93.35 | 0.76077 | 14.0504 | -12.4504 | 0 | 39.5761 | 65.96% | 1 | 0 | 0 | 1.69 | 0 | 0 | 0
| 1813 | 1.3778 | 3.228 | 994 | 35.4 | 960.1303 | 97.525 | 0.74616 | 14.3283 | -12.9505 | 0 | 49.784 | 82.97% | 1 | 0 | 0 | 2.19 | 0 | 0 | 0
| 1814 | 1.1111 | 3.228 | 950 | 35.6 | 917.6295 | 94.975 | 0.75509 | 13.8578 | -12.7467 | 0 | 59.9918 | 99.99% | 1 | 0 | 0 | 12.74 | 0 | 0 | 0
| 1815 | 1.1111 | 3.228 | 826 | 35.9 | 797.8547 | 87.525 | 0.78116 | 12.4651 | -11.354 | 0 | 60 | 100% | 1 | 0 | 0 | 11.35 | 0 | 0 | 0
| 1816 | 1 | 3.228 | 632 | 36.1 | 610.4651 | 75.6 | 0.8229 | 10.047 | -9.047 | 0 | 60 | 100% | 0 | 0 | 0 | 9.05 | 0 | 0 | 0
| 1817 | 0.44444 | 3.228 | 380 | 34.2 | 367.0518 | 57.95 | 0.88467 | 6.4944 | -6.05 | 0 | 60 | 100% | 0 | 0 | 0 | 6.05 | 0 | 0 | 0
| 1818 | 0.44444 | 3.228 | 128 | 32.3 | 123.6385 | 40.3 | 0.94645 | 2.3404 | -1.8959 | 0 | 60 | 100% | 0 | 0 | 0 | 1.9 | 0 | 0 | 0
| 1819 | 7.7444 | 7.7444 | 6 | 30.4 | 5.7956 | 30.775 | 0.97979 | 0.11357 | 7.6309 | 11 | 60 | 100% | 0 | 0 | 0 | 0 | 0 | 0 | 0
| 1820 | 8.9667 | 8.9667 | 0 | 29.9 | 0 | 29.9 | 0.98285 | 0 | 8.9667 | 10 | 51.9564 | 86.59% | 0 | 0 | 0 | 0 | 0 | 0 | 0
| 1821 | 8.9667 | 8.9667 | 0 | 29.3 | 0 | 29.3 | 0.98495 | 0 | 8.9667 | 9 | 42.5047 | 70.84% | 0 | 0 | 0 | 0 | 0 | 0 | 0
| 1822 | 8.9667 | 8.9667 | 0 | 28.8 | 0 | 28.8 | 0.9867 | 0 | 8.9667 | 8 | 33.053 | 55.09% | 0 | 0 | 0 | 0 | 0 | 0 | 0
| 1823 | 7.3 | 7.3 | 0 | 28.7 | 0 | 28.7 | 0.98705 | 0 | 7.3 | 7 | 23.6013 | 39.34% | 0 | 0 | 0 | 0 | 0 | 0 | 0
| 1824 | 1.6889 | 3.228 | 0 | 28.5 | 0 | 28.5 | 0.98775 | 0 | 1.6889 | 6 | 15.9064 | 26.51% | 0 | 0 | 0 | 0 | 0 | 0 | 0
| 1825 | 1.1333 | 3.228 | 0 | 28.4 | 0 | 28.4 | 0.9881 | 0 | 1.1333 | 5 | 14.1261 | 23.54% | 0 | 0 | 0 | 0 | 0 | 0 | 0
| 1826 | 1.1333 | 3.228 | 0 | 28.2 | 0 | 28.2 | 0.9888 | 0 | 1.1333 | 4 | 12.9315 | 21.55% | 0 | 0 | 0 | 0 | 0.25 | 0 | 0
| 1827 | 0.022222 | 3.228 | 0 | 27.9 | 0 | 27.9 | 0.98985 | 0 | 0.022222 | 3 | 12 | 20% | 0 | 0 | 0 | 0 | 0.02 | 0 | 0
| 1828 | 0.022222 | 3.228 | 0 | 27.7 | 0 | 27.7 | 0.99055 | 0 | 0.022222 | 2 | 12 | 20% | 0 | 0 | 0 | 0 | 0.02 | 0 | 0
| 1829 | 0.022222 | 3.228 | 0 | 26.6 | 0 | 26.6 | 0.9944 | 0 | 0.022222 | 1 | 12 | 20% | 0 | 0 | 0 | 0 | 0.02 | 0 | 0
| 1830 | 0.022222 | 3.228 | 0 | 25.5 | 0 | 25.5 | 0.99825 | 0 | 0.022222 | 0 | 12 | 20% | 0 | 0 | 0 | 0 | 0.02 | 0 | 0
| 1831 | 0.022222 | 3.228 | 9 | 24.4 | 8.6933 | 24.9625 | 1.0001 | 0.17389 | -0.15167 | 0 | 12 | 20% | 0 | 0 | 0 | 0 | 0 | 0 | 0
| 1832 | 0.66667 | 3.228 | 149 | 26.5 | 143.9229 | 35.8125 | 0.96216 | 2.7695 | -2.1029 | 0 | 12.1439 | 20.24% | 1 | 1 | 0.8 | 0 | 0 | 0 | 0
| 1833 | 0.77778 | 3.228 | 402 | 28.7 | 388.3022 | 53.825 | 0.89911 | 6.9825 | -6.2048 | 0 | 14.1388 | 23.56% | 1 | 0 | 0 | 0 | 0 | 0 | 0
| 1834 | 1.0444 | 3.228 | 654 | 30.8 | 631.7155 | 71.675 | 0.83664 | 10.5703 | -9.5259 | 0 | 20.0252 | 33.38% | 1 | 0 | 0 | 0 | 0 | 0 | 0
| 1835 | 1.0444 | 3.228 | 857 | 31.6 | 827.7984 | 85.1625 | 0.78943 | 13.0698 | -12.0254 | 0 | 29.0622 | 48.44% | 1 | 0 | 0 | 1.27 | 0 | 0 | 0
| 1836 | 1.6 | 3.228 | 986 | 32.3 | 952.4029 | 93.925 | 0.75876 | 14.453 | -12.853 | 0 | 39.2701 | 65.45% | 1 | 0 | 0 | 2.09 | 0 | 0 | 0
| 1837 | 1.3778 | 3.228 | 1030 | 33.1 | 994.9036 | 97.475 | 0.74634 | 14.8507 | -13.4729 | 0 | 49.4779 | 82.46% | 1 | 0 | 0 | 2.71 | 0 | 0 | 0
| 1838 | 1.1111 | 3.228 | 979 | 33.9 | 945.6414 | 95.0875 | 0.75469 | 14.2734 | -13.1623 | 0 | 59.6857 | 99.48% | 1 | 0 | 0 | 12.83 | 0 | 0 | 0
| 1839 | 1.1111 | 3.228 | 842 | 34.6 | 813.3095 | 87.225 | 0.78221 | 12.7236 | -11.6125 | 0 | 60 | 100% | 1 | 0 | 0 | 11.61 | 0 | 0 | 0
| 1840 | 1 | 3.228 | 633 | 35.4 | 611.431 | 74.9625 | 0.82513 | 10.0902 | -9.0902 | 0 | 60 | 100% | 0 | 0 | 0 | 9.09 | 0 | 0 | 0
| 1841 | 0.44444 | 3.228 | 379 | 33.8 | 366.0859 | 57.4875 | 0.88629 | 6.4892 | -6.0447 | 0 | 60 | 100% | 0 | 0 | 0 | 6.04 | 0 | 0 | 0
| 1842 | 0.44444 | 3.228 | 128 | 32.1 | 123.6385 | 40.1 | 0.94715 | 2.3421 | -1.8976 | 0 | 60 | 100% | 0 | 0 | 0 | 1.9 | 0 | 0 | 0
| 1843 | 7.7444 | 7.7444 | 6 | 30.5 | 5.7956 | 30.875 | 0.97944 | 0.11353 | 7.6309 | 11 | 60 | 100% | 0 | 0 | 0 | 0 | 0 | 0 | 0
| 1844 | 8.9667 | 8.9667 | 0 | 30 | 0 | 30 | 0.9825 | 0 | 8.9667 | 10 | 51.9563 | 86.59% | 0 | 0 | 0 | 0 | 0 | 0 | 0
| 1845 | 8.9667 | 8.9667 | 0 | 29.5 | 0 | 29.5 | 0.98425 | 0 | 8.9667 | 9 | 42.5046 | 70.84% | 0 | 0 | 0 | 0 | 0 | 0 | 0
| 1846 | 8.9667 | 8.9667 | 0 | 29 | 0 | 29 | 0.986 | 0 | 8.9667 | 8 | 33.0529 | 55.09% | 0 | 0 | 0 | 0 | 0 | 0 | 0
| 1847 | 7.3 | 7.3 | 0 | 28.7 | 0 | 28.7 | 0.98705 | 0 | 7.3 | 7 | 23.6012 | 39.34% | 0 | 0 | 0 | 0 | 0 | 0 | 0
| 1848 | 1.6889 | 3.228 | 0 | 28.5 | 0 | 28.5 | 0.98775 | 0 | 1.6889 | 6 | 15.9063 | 26.51% | 0 | 0 | 0 | 0 | 0 | 0 | 0
| 1849 | 1.1333 | 3.228 | 0 | 28.2 | 0 | 28.2 | 0.9888 | 0 | 1.1333 | 5 | 14.1261 | 23.54% | 0 | 0 | 0 | 0 | 0 | 0 | 0
| 1850 | 1.1333 | 3.228 | 0 | 27.6 | 0 | 27.6 | 0.9909 | 0 | 1.1333 | 4 | 12.9315 | 21.55% | 0 | 0 | 0 | 0 | 0.25 | 0 | 0
| 1851 | 0.022222 | 3.228 | 0 | 27 | 0 | 27 | 0.993 | 0 | 0.022222 | 3 | 12 | 20% | 0 | 0 | 0 | 0 | 0.02 | 0 | 0
| 1852 | 0.022222 | 3.228 | 0 | 27.1 | 0 | 27.1 | 0.99265 | 0 | 0.022222 | 2 | 12 | 20% | 0 | 0 | 0 | 0 | 0.02 | 0 | 0
| 1853 | 0.022222 | 3.228 | 0 | 27.7 | 0 | 27.7 | 0.99055 | 0 | 0.022222 | 1 | 12 | 20% | 0 | 0 | 0 | 0 | 0.02 | 0 | 0
| 1854 | 0.022222 | 3.228 | 0 | 28.3 | 0 | 28.3 | 0.98845 | 0 | 0.022222 | 0 | 12 | 20% | 0 | 0 | 0 | 0 | 0.02 | 0 | 0
| 1855 | 0.022222 | 3.228 | 11 | 28.9 | 10.6252 | 29.5875 | 0.98394 | 0.20909 | -0.18687 | 0 | 12 | 20% | 0 | 0 | 0 | 0 | 0 | 0 | 0
| 1856 | 0.66667 | 3.228 | 165 | 29.5 | 159.3778 | 39.8125 | 0.94816 | 3.0223 | -2.3556 | 0 | 12.1773 | 20.3% | 1 | 1 | 0.8 | 0 | 0 | 0 | 0
| 1857 | 0.77778 | 3.228 | 424 | 30.1 | 409.5526 | 56.6 | 0.8894 | 7.2851 | -6.5073 | 0 | 14.412 | 24.02% | 1 | 0 | 0 | 0 | 0 | 0 | 0
| 1858 | 1.0444 | 3.228 | 670 | 30.7 | 647.1703 | 72.575 | 0.83349 | 10.7882 | -9.7437 | 0 | 20.5854 | 34.31% | 1 | 0 | 0 | 0 | 0 | 0 | 0
| 1859 | 1.0444 | 3.228 | 846 | 32.1 | 817.1732 | 84.975 | 0.79009 | 12.9128 | -11.8683 | 0 | 29.8291 | 49.72% | 1 | 0 | 0 | 1.11 | 0 | 0 | 0
| 1860 | 1.6 | 3.228 | 940 | 33.6 | 907.9703 | 92.35 | 0.76428 | 13.8788 | -12.2788 | 0 | 40.037 | 66.73% | 1 | 0 | 0 | 1.52 | 0 | 0 | 0
| 1861 | 1.3778 | 3.228 | 941 | 35 | 908.9362 | 93.8125 | 0.75916 | 13.8005 | -12.4227 | 0 | 50.2448 | 83.74% | 1 | 0 | 0 | 2.14 | 0 | 0 | 0
| 1862 | 1.1111 | 3.228 | 876 | 35.1 | 846.151 | 89.85 | 0.77303 | 13.0819 | -11.9708 | 0 | 60 | 100% | 1 | 0 | 0 | 11.97 | 0 | 0 | 0
| 1863 | 1.1111 | 3.228 | 740 | 35.3 | 714.7851 | 81.55 | 0.80207 | 11.4662 | -10.3551 | 0 | 60 | 100% | 0 | 0 | 0 | 10.36 | 0 | 0 | 0
| 1864 | 1 | 3.228 | 547 | 35.4 | 528.3614 | 69.5875 | 0.84394 | 8.9181 | -7.9181 | 0 | 60 | 100% | 0 | 0 | 0 | 7.92 | 0 | 0 | 0
| 1865 | 0.44444 | 3.228 | 335 | 34 | 323.5852 | 54.9375 | 0.89522 | 5.7936 | -5.3491 | 0 | 60 | 100% | 0 | 0 | 0 | 5.35 | 0 | 0 | 0
| 1866 | 0.44444 | 3.228 | 116 | 32.6 | 112.0474 | 39.85 | 0.94803 | 2.1245 | -1.68 | 0 | 60 | 100% | 0 | 0 | 0 | 1.68 | 0 | 0 | 0
| 1867 | 7.7444 | 7.7444 | 6 | 31.2 | 5.7956 | 31.575 | 0.97699 | 0.11324 | 7.6312 | 11 | 60 | 100% | 0 | 0 | 0 | 0 | 0 | 0 | 0
| 1868 | 8.9667 | 8.9667 | 0 | 30.5 | 0 | 30.5 | 0.98075 | 0 | 8.9667 | 10 | 51.956 | 86.59% | 0 | 0 | 0 | 0 | 0 | 0 | 0
| 1869 | 8.9667 | 8.9667 | 0 | 29.7 | 0 | 29.7 | 0.98355 | 0 | 8.9667 | 9 | 42.5043 | 70.84% | 0 | 0 | 0 | 0 | 0 | 0 | 0
| 1870 | 8.9667 | 8.9667 | 0 | 29 | 0 | 29 | 0.986 | 0 | 8.9667 | 8 | 33.0526 | 55.09% | 0 | 0 | 0 | 0 | 0 | 0 | 0
| 1871 | 7.3 | 7.3 | 0 | 28.5 | 0 | 28.5 | 0.98775 | 0 | 7.3 | 7 | 23.6009 | 39.33% | 0 | 0 | 0 | 0 | 0 | 0 | 0
| 1872 | 1.6889 | 3.228 | 0 | 28.1 | 0 | 28.1 | 0.98915 | 0 | 1.6889 | 6 | 15.906 | 26.51% | 0 | 0 | 0 | 0 | 0 | 0 | 0
| 1873 | 1.1333 | 3.228 | 0 | 27.6 | 0 | 27.6 | 0.9909 | 0 | 1.1333 | 5 | 14.1258 | 23.54% | 0 | 0 | 0 | 0 | 0 | 0 | 0
| 1874 | 1.1333 | 3.228 | 0 | 26.8 | 0 | 26.8 | 0.9937 | 0 | 1.1333 | 4 | 12.9312 | 21.55% | 0 | 0 | 0 | 0 | 0.25 | 0 | 0
| 1875 | 0.022222 | 3.228 | 0 | 25.9 | 0 | 25.9 | 0.99685 | 0 | 0.022222 | 3 | 12 | 20% | 0 | 0 | 0 | 0 | 0.02 | 0 | 0
| 1876 | 0.022222 | 3.228 | 0 | 25.1 | 0 | 25.1 | 0.99965 | 0 | 0.022222 | 2 | 12 | 20% | 0 | 0 | 0 | 0 | 0.02 | 0 | 0
| 1877 | 0.022222 | 3.228 | 0 | 24.8 | 0 | 24.8 | 1.0007 | 0 | 0.022222 | 1 | 12 | 20% | 0 | 0 | 0 | 0 | 0.02 | 0 | 0
| 1878 | 0.022222 | 3.228 | 0 | 24.6 | 0 | 24.6 | 1.0014 | 0 | 0.022222 | 0 | 12 | 20% | 0 | 0 | 0 | 0 | 0.02 | 0 | 0
| 1879 | 0.022222 | 3.228 | 12 | 24.3 | 11.5911 | 25.05 | 0.99982 | 0.23178 | -0.20956 | 0 | 12 | 20% | 0 | 0 | 0 | 0 | 0 | 0 | 0
| 1880 | 0.66667 | 3.228 | 162 | 26.5 | 156.48 | 36.625 | 0.95931 | 3.0023 | -2.3356 | 0 | 12.1988 | 20.33% | 1 | 1 | 0.8 | 0 | 0 | 0 | 0
| 1881 | 0.77778 | 3.228 | 405 | 28.6 | 391.2 | 53.9125 | 0.89881 | 7.0323 | -6.2545 | 0 | 14.4145 | 24.02% | 1 | 0 | 0 | 0 | 0 | 0 | 0
| 1882 | 1.0444 | 3.228 | 623 | 30.8 | 601.7718 | 69.7375 | 0.84342 | 10.1509 | -9.1065 | 0 | 20.3481 | 33.91% | 1 | 0 | 0 | 0 | 0 | 0 | 0
| 1883 | 1.0444 | 3.228 | 813 | 32.4 | 785.2977 | 83.2125 | 0.79626 | 12.506 | -11.4615 | 0 | 28.9872 | 48.31% | 1 | 0 | 0 | 0.7 | 0 | 0 | 0
| 1884 | 1.6 | 3.228 | 939 | 34 | 907.0044 | 92.6875 | 0.76309 | 13.8426 | -12.2426 | 0 | 39.1951 | 65.33% | 1 | 0 | 0 | 1.48 | 0 | 0 | 0
| 1885 | 1.3778 | 3.228 | 986 | 35.6 | 952.4029 | 97.225 | 0.74721 | 14.2329 | -12.8552 | 0 | 49.4029 | 82.34% | 1 | 0 | 0 | 2.1 | 0 | 0 | 0
| 1886 | 1.1111 | 3.228 | 940 | 35.6 | 907.9703 | 94.35 | 0.75728 | 13.7517 | -12.6406 | 0 | 59.6107 | 99.35% | 1 | 0 | 0 | 12.23 | 0 | 0 | 0
| 1887 | 1.1111 | 3.228 | 718 | 36.2 | 693.5347 | 81.075 | 0.80374 | 11.1484 | -10.0373 | 0 | 60 | 100% | 1 | 0 | 0 | 10.04 | 0 | 0 | 0
| 1888 | 1 | 3.228 | 386 | 36.8 | 372.8474 | 60.925 | 0.87426 | 6.5193 | -5.5193 | 0 | 60 | 100% | 0 | 0 | 0 | 5.52 | 0 | 0 | 0
| 1889 | 0.44444 | 3.228 | 235 | 35.3 | 226.9926 | 49.9875 | 0.91254 | 4.1428 | -3.6984 | 0 | 60 | 100% | 0 | 0 | 0 | 3.7 | 0 | 0 | 0
| 1890 | 0.44444 | 3.228 | 81 | 33.7 | 78.24 | 38.7625 | 0.95183 | 1.4894 | -1.045 | 0 | 60 | 100% | 0 | 0 | 0 | 1.04 | 0 | 0 | 0
| 1891 | 7.7444 | 7.7444 | 4 | 32.2 | 3.8637 | 32.45 | 0.97393 | 0.075259 | 7.6692 | 11 | 60 | 100% | 0 | 0 | 0 | 0 | 0 | 0 | 0
| 1892 | 8.9667 | 8.9667 | 0 | 31.3 | 0 | 31.3 | 0.97795 | 0 | 8.9667 | 10 | 51.916 | 86.53% | 0 | 0 | 0 | 0 | 0 | 0 | 0
| 1893 | 8.9667 | 8.9667 | 0 | 30.3 | 0 | 30.3 | 0.98145 | 0 | 8.9667 | 9 | 42.4643 | 70.77% | 0 | 0 | 0 | 0 | 0 | 0 | 0
| 1894 | 8.9667 | 8.9667 | 0 | 29.4 | 0 | 29.4 | 0.9846 | 0 | 8.9667 | 8 | 33.0126 | 55.02% | 0 | 0 | 0 | 0 | 0 | 0 | 0
| 1895 | 7.3 | 7.3 | 0 | 29.1 | 0 | 29.1 | 0.98565 | 0 | 7.3 | 7 | 23.5609 | 39.27% | 0 | 0 | 0 | 0 | 0 | 0 | 0
| 1896 | 1.6889 | 3.228 | 0 | 28.7 | 0 | 28.7 | 0.98705 | 0 | 1.6889 | 6 | 15.866 | 26.44% | 0 | 0 | 0 | 0 | 0 | 0 | 0
| 1897 | 1.1333 | 3.228 | 0 | 28.4 | 0 | 28.4 | 0.9881 | 0 | 1.1333 | 5 | 14.0858 | 23.48% | 0 | 0 | 0 | 0 | 0 | 0 | 0
| 1898 | 1.1333 | 3.228 | 0 | 27.9 | 0 | 27.9 | 0.98985 | 0 | 1.1333 | 4 | 12.8911 | 21.49% | 0 | 0 | 0 | 0 | 0.29 | 0 | 0
| 1899 | 0.022222 | 3.228 | 0 | 27.3 | 0 | 27.3 | 0.99195 | 0 | 0.022222 | 3 | 12 | 20% | 0 | 0 | 0 | 0 | 0.02 | 0 | 0
| 1900 | 0.022222 | 3.228 | 0 | 26.8 | 0 | 26.8 | 0.9937 | 0 | 0.022222 | 2 | 12 | 20% | 0 | 0 | 0 | 0 | 0.02 | 0 | 0
| 1901 | 0.022222 | 3.228 | 0 | 26.8 | 0 | 26.8 | 0.9937 | 0 | 0.022222 | 1 | 12 | 20% | 0 | 0 | 0 | 0 | 0.02 | 0 | 0
| 1902 | 0.022222 | 3.228 | 0 | 26.7 | 0 | 26.7 | 0.99405 | 0 | 0.022222 | 0 | 12 | 20% | 0 | 0 | 0 | 0 | 0.02 | 0 | 0
| 1903 | 0.022222 | 3.228 | 9 | 26.7 | 8.6933 | 27.2625 | 0.99208 | 0.17249 | -0.15027 | 0 | 12 | 20% | 0 | 0 | 0 | 0 | 0 | 0 | 0
| 1904 | 0.66667 | 3.228 | 135 | 28.1 | 130.4 | 36.5375 | 0.95962 | 2.5027 | -1.836 | 0 | 12.1426 | 20.24% | 1 | 1 | 0.8 | 0 | 0 | 0 | 0
| 1905 | 0.77778 | 3.228 | 356 | 29.4 | 343.8696 | 51.65 | 0.90673 | 6.2359 | -5.4581 | 0 | 13.8844 | 23.14% | 1 | 0 | 0 | 0 | 0 | 0 | 0
| 1906 | 1.0444 | 3.228 | 578 | 30.8 | 558.3051 | 66.925 | 0.85326 | 9.5276 | -8.4832 | 0 | 19.0624 | 31.77% | 1 | 0 | 0 | 0 | 0 | 0 | 0
| 1907 | 1.0444 | 3.228 | 711 | 32 | 686.7733 | 76.4375 | 0.81997 | 11.2627 | -10.2182 | 0 | 27.1102 | 45.18% | 1 | 0 | 0 | 0 | 0 | 0 | 0
| 1908 | 1.6 | 3.228 | 773 | 34 | 746.6607 | 82.3125 | 0.79941 | 11.9377 | -10.3377 | 0 | 36.8041 | 61.34% | 1 | 0 | 0 | 0 | 0 | 0 | 0
| 1909 | 1.3778 | 3.228 | 760 | 36 | 734.1036 | 83.5 | 0.79525 | 11.6759 | -10.2981 | 0 | 46.6113 | 77.69% | 1 | 0 | 0 | 0 | 0 | 0 | 0
| 1910 | 1.1111 | 3.228 | 799 | 36.3 | 771.7747 | 86.2375 | 0.78567 | 12.1272 | -11.0161 | 0 | 56.381 | 93.97% | 1 | 0 | 0 | 7.2 | 0 | 0 | 0
| 1911 | 1.1111 | 3.228 | 744 | 36.7 | 718.6488 | 83.2 | 0.7963 | 11.4452 | -10.3341 | 0 | 60 | 100% | 1 | 0 | 0 | 10.33 | 0 | 0 | 0
| 1912 | 1 | 3.228 | 599 | 37 | 578.5896 | 74.4375 | 0.82697 | 9.5695 | -8.5695 | 0 | 60 | 100% | 0 | 0 | 0 | 8.57 | 0 | 0 | 0
| 1913 | 0.44444 | 3.228 | 358 | 35.7 | 345.8014 | 58.075 | 0.88424 | 6.1154 | -5.671 | 0 | 60 | 100% | 0 | 0 | 0 | 5.67 | 0 | 0 | 0
| 1914 | 0.44444 | 3.228 | 121 | 34.4 | 116.877 | 41.9625 | 0.94063 | 2.1988 | -1.7543 | 0 | 60 | 100% | 0 | 0 | 0 | 1.75 | 0 | 0 | 0
| 1915 | 7.7444 | 7.7444 | 6 | 33.1 | 5.7956 | 33.475 | 0.97034 | 0.11247 | 7.632 | 11 | 60 | 100% | 0 | 0 | 0 | 0 | 0 | 0 | 0
| 1916 | 8.9667 | 8.9667 | 0 | 31.9 | 0 | 31.9 | 0.97585 | 0 | 8.9667 | 10 | 51.9552 | 86.59% | 0 | 0 | 0 | 0 | 0 | 0 | 0
| 1917 | 8.9667 | 8.9667 | 0 | 30.7 | 0 | 30.7 | 0.98005 | 0 | 8.9667 | 9 | 42.5035 | 70.84% | 0 | 0 | 0 | 0 | 0 | 0 | 0
| 1918 | 8.9667 | 8.9667 | 0 | 29.5 | 0 | 29.5 | 0.98425 | 0 | 8.9667 | 8 | 33.0518 | 55.09% | 0 | 0 | 0 | 0 | 0 | 0 | 0
| 1919 | 7.3 | 7.3 | 0 | 29.2 | 0 | 29.2 | 0.9853 | 0 | 7.3 | 7 | 23.6001 | 39.33% | 0 | 0 | 0 | 0 | 0 | 0 | 0
| 1920 | 1.6889 | 3.228 | 0 | 28.8 | 0 | 28.8 | 0.9867 | 0 | 1.6889 | 6 | 15.9052 | 26.51% | 0 | 0 | 0 | 0 | 0 | 0 | 0
| 1921 | 1.1333 | 3.228 | 0 | 28.5 | 0 | 28.5 | 0.98775 | 0 | 1.1333 | 5 | 14.125 | 23.54% | 0 | 0 | 0 | 0 | 0 | 0 | 0
| 1922 | 1.1333 | 3.228 | 0 | 28.2 | 0 | 28.2 | 0.9888 | 0 | 1.1333 | 4 | 12.9303 | 21.55% | 0 | 0 | 0 | 0 | 0.25 | 0 | 0
| 1923 | 0.022222 | 3.228 | 0 | 27.9 | 0 | 27.9 | 0.98985 | 0 | 0.022222 | 3 | 12 | 20% | 0 | 0 | 0 | 0 | 0.02 | 0 | 0
| 1924 | 0.022222 | 3.228 | 0 | 27.6 | 0 | 27.6 | 0.9909 | 0 | 0.022222 | 2 | 12 | 20% | 0 | 0 | 0 | 0 | 0.02 | 0 | 0
| 1925 | 0.022222 | 3.228 | 0 | 26.9 | 0 | 26.9 | 0.99335 | 0 | 0.022222 | 1 | 12 | 20% | 0 | 0 | 0 | 0 | 0.02 | 0 | 0
| 1926 | 0.022222 | 3.228 | 0 | 26.2 | 0 | 26.2 | 0.9958 | 0 | 0.022222 | 0 | 12 | 20% | 0 | 0 | 0 | 0 | 0.02 | 0 | 0
| 1927 | 0.022222 | 3.228 | 12 | 25.5 | 11.5911 | 26.25 | 0.99562 | 0.23081 | -0.20859 | 0 | 12 | 20% | 0 | 0 | 0 | 0 | 0 | 0 | 0
| 1928 | 0.66667 | 3.228 | 166 | 27.3 | 160.3437 | 37.675 | 0.95564 | 3.0646 | -2.3979 | 0 | 12.1979 | 20.33% | 1 | 1 | 0.8 | 0 | 0 | 0 | 0
| 1929 | 0.77778 | 3.228 | 420 | 29.1 | 405.6888 | 55.35 | 0.89377 | 7.2519 | -6.4741 | 0 | 14.4728 | 24.12% | 1 | 0 | 0 | 0 | 0 | 0 | 0
| 1930 | 1.0444 | 3.228 | 665 | 30.9 | 642.3407 | 72.4625 | 0.83388 | 10.7127 | -9.6683 | 0 | 20.6147 | 34.36% | 1 | 0 | 0 | 0 | 0 | 0 | 0
| 1931 | 1.0444 | 3.228 | 850 | 32.6 | 821.037 | 85.725 | 0.78746 | 12.9307 | -11.8863 | 0 | 29.7868 | 49.64% | 1 | 0 | 0 | 1.13 | 0 | 0 | 0
| 1932 | 1.6 | 3.228 | 964 | 34.3 | 931.1525 | 94.55 | 0.75657 | 14.0897 | -12.4897 | 0 | 39.9946 | 66.66% | 1 | 0 | 0 | 1.73 | 0 | 0 | 0
| 1933 | 1.3778 | 3.228 | 999 | 36 | 964.9599 | 98.4375 | 0.74297 | 14.3387 | -12.9609 | 0 | 50.2024 | 83.67% | 1 | 0 | 0 | 2.63 | 0 | 0 | 0
| 1934 | 1.1111 | 3.228 | 938 | 36 | 906.0384 | 94.625 | 0.75631 | 13.705 | -12.5939 | 0 | 60 | 100% | 1 | 0 | 0 | 12.59 | 0 | 0 | 0
| 1935 | 1.1111 | 3.228 | 800 | 36 | 772.7407 | 86 | 0.7865 | 12.1552 | -11.0441 | 0 | 60 | 100% | 0 | 0 | 0 | 11.04 | 0 | 0 | 0
| 1936 | 1 | 3.228 | 599 | 36 | 578.5896 | 73.4375 | 0.83047 | 9.61 | -8.61 | 0 | 60 | 100% | 0 | 0 | 0 | 8.61 | 0 | 0 | 0
| 1937 | 0.44444 | 3.228 | 358 | 34.5 | 345.8014 | 56.875 | 0.88844 | 6.1445 | -5.7 | 0 | 60 | 100% | 0 | 0 | 0 | 5.7 | 0 | 0 | 0
| 1938 | 0.44444 | 3.228 | 121 | 33 | 116.877 | 40.5625 | 0.94553 | 2.2102 | -1.7658 | 0 | 60 | 100% | 0 | 0 | 0 | 1.77 | 0 | 0 | 0
| 1939 | 7.7444 | 7.7444 | 6 | 31.5 | 5.7956 | 31.875 | 0.97594 | 0.11312 | 7.6313 | 11 | 60 | 100% | 0 | 0 | 0 | 0 | 0 | 0 | 0
| 1940 | 8.9667 | 8.9667 | 0 | 30.6 | 0 | 30.6 | 0.9804 | 0 | 8.9667 | 10 | 51.9559 | 86.59% | 0 | 0 | 0 | 0 | 0 | 0 | 0
| 1941 | 8.9667 | 8.9667 | 0 | 29.7 | 0 | 29.7 | 0.98355 | 0 | 8.9667 | 9 | 42.5042 | 70.84% | 0 | 0 | 0 | 0 | 0 | 0 | 0
| 1942 | 8.9667 | 8.9667 | 0 | 28.8 | 0 | 28.8 | 0.9867 | 0 | 8.9667 | 8 | 33.0525 | 55.09% | 0 | 0 | 0 | 0 | 0 | 0 | 0
| 1943 | 7.3 | 7.3 | 0 | 28.1 | 0 | 28.1 | 0.98915 | 0 | 7.3 | 7 | 23.6008 | 39.33% | 0 | 0 | 0 | 0 | 0 | 0 | 0
| 1944 | 1.6889 | 3.228 | 0 | 27.5 | 0 | 27.5 | 0.99125 | 0 | 1.6889 | 6 | 15.9059 | 26.51% | 0 | 0 | 0 | 0 | 0 | 0 | 0
| 1945 | 1.1333 | 3.228 | 0 | 26.8 | 0 | 26.8 | 0.9937 | 0 | 1.1333 | 5 | 14.1257 | 23.54% | 0 | 0 | 0 | 0 | 0 | 0 | 0
| 1946 | 1.1333 | 3.228 | 0 | 25.7 | 0 | 25.7 | 0.99755 | 0 | 1.1333 | 4 | 12.931 | 21.55% | 0 | 0 | 0 | 0 | 0.25 | 0 | 0
| 1947 | 0.022222 | 3.228 | 0 | 24.7 | 0 | 24.7 | 1.001 | 0 | 0.022222 | 3 | 12 | 20% | 0 | 0 | 0 | 0 | 0.02 | 0 | 0
| 1948 | 0.022222 | 3.228 | 0 | 23.6 | 0 | 23.6 | 1.0049 | 0 | 0.022222 | 2 | 12 | 20% | 0 | 0 | 0 | 0 | 0.02 | 0 | 0
| 1949 | 0.022222 | 3.228 | 0 | 23.6 | 0 | 23.6 | 1.0049 | 0 | 0.022222 | 1 | 12 | 20% | 0 | 0 | 0 | 0 | 0.02 | 0 | 0
| 1950 | 0.022222 | 3.228 | 0 | 23.5 | 0 | 23.5 | 1.0052 | 0 | 0.022222 | 0 | 12 | 20% | 0 | 0 | 0 | 0 | 0.02 | 0 | 0
| 1951 | 0.022222 | 3.228 | 10 | 23.5 | 9.6593 | 24.125 | 1.0031 | 0.19378 | -0.17155 | 0 | 12 | 20% | 0 | 0 | 0 | 0 | 0 | 0 | 0
| 1952 | 0.66667 | 3.228 | 152 | 25.9 | 146.8207 | 35.4 | 0.9636 | 2.8295 | -2.1629 | 0 | 12.1628 | 20.27% | 1 | 1 | 0.8 | 0 | 0 | 0 | 0
| 1953 | 0.77778 | 3.228 | 406 | 28.3 | 392.1659 | 53.675 | 0.89964 | 7.0561 | -6.2784 | 0 | 14.2146 | 23.69% | 1 | 0 | 0 | 0 | 0 | 0 | 0
| 1954 | 1.0444 | 3.228 | 660 | 30.7 | 637.511 | 71.95 | 0.83567 | 10.655 | -9.6106 | 0 | 20.1708 | 33.62% | 1 | 0 | 0 | 0 | 0 | 0 | 0
| 1955 | 1.0444 | 3.228 | 832 | 31.9 | 803.6503 | 83.9 | 0.79385 | 12.7596 | -11.7151 | 0 | 29.2882 | 48.81% | 1 | 0 | 0 | 0.96 | 0 | 0 | 0
| 1956 | 1.6 | 3.228 | 928 | 33 | 896.3792 | 91 | 0.769 | 13.7863 | -12.1863 | 0 | 39.496 | 65.83% | 1 | 0 | 0 | 1.43 | 0 | 0 | 0
| 1957 | 1.3778 | 3.228 | 943 | 34.2 | 910.8681 | 93.1375 | 0.76152 | 13.8729 | -12.4951 | 0 | 49.7039 | 82.84% | 1 | 0 | 0 | 1.74 | 0 | 0 | 0
| 1958 | 1.1111 | 3.228 | 916 | 34.1 | 884.7881 | 91.35 | 0.76777 | 13.5864 | -12.4753 | 0 | 59.9117 | 99.85% | 1 | 0 | 0 | 12.38 | 0 | 0 | 0
| 1959 | 1.1111 | 3.228 | 808 | 34.1 | 780.4681 | 84.6 | 0.7914 | 12.3532 | -11.2421 | 0 | 60 | 100% | 1 | 0 | 0 | 11.24 | 0 | 0 | 0
| 1960 | 1 | 3.228 | 626 | 34 | 604.6696 | 73.125 | 0.83156 | 10.0564 | -9.0564 | 0 | 60 | 100% | 0 | 0 | 0 | 9.06 | 0 | 0 | 0
| 1961 | 0.44444 | 3.228 | 378 | 32.7 | 365.12 | 56.325 | 0.89036 | 6.5018 | -6.0573 | 0 | 60 | 100% | 0 | 0 | 0 | 6.06 | 0 | 0 | 0
| 1962 | 0.44444 | 3.228 | 129 | 31.5 | 124.6044 | 39.5625 | 0.94903 | 2.3651 | -1.9206 | 0 | 60 | 100% | 0 | 0 | 0 | 1.92 | 0 | 0 | 0
| 1963 | 7.7444 | 7.7444 | 6 | 30.2 | 5.7956 | 30.575 | 0.98049 | 0.11365 | 7.6308 | 11 | 60 | 100% | 0 | 0 | 0 | 0 | 0 | 0 | 0
| 1964 | 8.9667 | 8.9667 | 0 | 29.7 | 0 | 29.7 | 0.98355 | 0 | 8.9667 | 10 | 51.9564 | 86.59% | 0 | 0 | 0 | 0 | 0 | 0 | 0
| 1965 | 8.9667 | 8.9667 | 0 | 29.2 | 0 | 29.2 | 0.9853 | 0 | 8.9667 | 9 | 42.5047 | 70.84% | 0 | 0 | 0 | 0 | 0 | 0 | 0
| 1966 | 8.9667 | 8.9667 | 0 | 28.7 | 0 | 28.7 | 0.98705 | 0 | 8.9667 | 8 | 33.053 | 55.09% | 0 | 0 | 0 | 0 | 0 | 0 | 0
| 1967 | 7.3 | 7.3 | 0 | 29.3 | 0 | 29.3 | 0.98495 | 0 | 7.3 | 7 | 23.6013 | 39.34% | 0 | 0 | 0 | 0 | 0 | 0 | 0
| 1968 | 1.6889 | 3.228 | 0 | 30 | 0 | 30 | 0.9825 | 0 | 1.6889 | 6 | 15.9065 | 26.51% | 0 | 0 | 0 | 0 | 0 | 0 | 0
| 1969 | 1.1333 | 3.228 | 0 | 27 | 0 | 27 | 0.993 | 0 | 1.1333 | 5 | 14.1262 | 23.54% | 0 | 0 | 0 | 0 | 0 | 0 | 0
| 1970 | 1.1333 | 3.228 | 0 | 26.4 | 0 | 26.4 | 0.9951 | 0 | 1.1333 | 4 | 12.9316 | 21.55% | 0 | 0 | 0 | 0 | 0.25 | 0 | 0
| 1971 | 0.022222 | 3.228 | 0 | 25.8 | 0 | 25.8 | 0.9972 | 0 | 0.022222 | 3 | 12 | 20% | 0 | 0 | 0 | 0 | 0.02 | 0 | 0
| 1972 | 0.022222 | 3.228 | 0 | 25.2 | 0 | 25.2 | 0.9993 | 0 | 0.022222 | 2 | 12 | 20% | 0 | 0 | 0 | 0 | 0.02 | 0 | 0
| 1973 | 0.022222 | 3.228 | 0 | 25.1 | 0 | 25.1 | 0.99965 | 0 | 0.022222 | 1 | 12 | 20% | 0 | 0 | 0 | 0 | 0.02 | 0 | 0
| 1974 | 0.022222 | 3.228 | 0 | 25.1 | 0 | 25.1 | 0.99965 | 0 | 0.022222 | 0 | 12 | 20% | 0 | 0 | 0 | 0 | 0.02 | 0 | 0
| 1975 | 0.022222 | 3.228 | 13 | 25 | 12.557 | 25.8125 | 0.99716 | 0.25043 | -0.2282 | 0 | 12 | 20% | 0 | 0 | 0 | 0 | 0 | 0 | 0
| 1976 | 0.66667 | 3.228 | 167 | 27.2 | 161.3096 | 37.6375 | 0.95577 | 3.0835 | -2.4168 | 0 | 12.2165 | 20.36% | 1 | 1 | 0.8 | 0 | 0 | 0 | 0
| 1977 | 0.77778 | 3.228 | 408 | 29.5 | 394.0977 | 55 | 0.895 | 7.0543 | -6.2766 | 0 | 14.5093 | 24.18% | 1 | 0 | 0 | 0 | 0 | 0 | 0
| 1978 | 1.0444 | 3.228 | 631 | 31.7 | 609.4992 | 71.1375 | 0.83852 | 10.2215 | -9.1771 | 0 | 20.4638 | 34.11% | 1 | 0 | 0 | 0 | 0 | 0 | 0
| 1979 | 1.0444 | 3.228 | 804 | 32.8 | 776.6044 | 83.05 | 0.79683 | 12.3764 | -11.3319 | 0 | 29.1699 | 48.62% | 1 | 0 | 0 | 0.57 | 0 | 0 | 0
| 1980 | 1.6 | 3.228 | 912 | 33.9 | 880.9244 | 90.9 | 0.76935 | 13.5548 | -11.9548 | 0 | 39.3778 | 65.63% | 1 | 0 | 0 | 1.19 | 0 | 0 | 0
| 1981 | 1.3778 | 3.228 | 945 | 35 | 912.7999 | 94.0625 | 0.75828 | 13.8432 | -12.4654 | 0 | 49.5856 | 82.64% | 1 | 0 | 0 | 1.71 | 0 | 0 | 0
| 1982 | 1.1111 | 3.228 | 898 | 34.8 | 867.4014 | 90.925 | 0.76926 | 13.3452 | -12.2341 | 0 | 59.7934 | 99.66% | 1 | 0 | 0 | 12.02 | 0 | 0 | 0
| 1983 | 1.1111 | 3.228 | 777 | 34.6 | 750.5244 | 83.1625 | 0.79643 | 11.9548 | -10.8437 | 0 | 60 | 100% | 1 | 0 | 0 | 10.84 | 0 | 0 | 0
| 1984 | 1 | 3.228 | 593 | 34.4 | 572.794 | 71.4625 | 0.83738 | 9.5929 | -8.5929 | 0 | 60 | 100% | 0 | 0 | 0 | 8.59 | 0 | 0 | 0
| 1985 | 0.44444 | 3.228 | 377 | 33.4 | 364.154 | 56.9625 | 0.88813 | 6.4683 | -6.0239 | 0 | 60 | 100% | 0 | 0 | 0 | 6.02 | 0 | 0 | 0
| 1986 | 0.44444 | 3.228 | 135 | 32.4 | 130.4 | 40.8375 | 0.94457 | 2.4634 | -2.019 | 0 | 60 | 100% | 0 | 0 | 0 | 2.02 | 0 | 0 | 0
| 1987 | 7.7444 | 7.7444 | 7 | 31.4 | 6.7615 | 31.8375 | 0.97607 | 0.13199 | 7.6125 | 11 | 60 | 100% | 0 | 0 | 0 | 0 | 0 | 0 | 0
| 1988 | 8.9667 | 8.9667 | 0 | 30.6 | 0 | 30.6 | 0.9804 | 0 | 8.9667 | 10 | 51.9758 | 86.63% | 0 | 0 | 0 | 0 | 0 | 0 | 0
| 1989 | 8.9667 | 8.9667 | 0 | 29.8 | 0 | 29.8 | 0.9832 | 0 | 8.9667 | 9 | 42.5241 | 70.87% | 0 | 0 | 0 | 0 | 0 | 0 | 0
| 1990 | 8.9667 | 8.9667 | 0 | 29 | 0 | 29 | 0.986 | 0 | 8.9667 | 8 | 33.0724 | 55.12% | 0 | 0 | 0 | 0 | 0 | 0 | 0
| 1991 | 7.3 | 7.3 | 0 | 28.7 | 0 | 28.7 | 0.98705 | 0 | 7.3 | 7 | 23.6207 | 39.37% | 0 | 0 | 0 | 0 | 0 | 0 | 0
| 1992 | 1.6889 | 3.228 | 0 | 28.3 | 0 | 28.3 | 0.98845 | 0 | 1.6889 | 6 | 15.9258 | 26.54% | 0 | 0 | 0 | 0 | 0 | 0 | 0
| 1993 | 1.1333 | 3.228 | 0 | 28 | 0 | 28 | 0.9895 | 0 | 1.1333 | 5 | 14.1456 | 23.58% | 0 | 0 | 0 | 0 | 0 | 0 | 0
| 1994 | 1.1333 | 3.228 | 0 | 27.7 | 0 | 27.7 | 0.99055 | 0 | 1.1333 | 4 | 12.9509 | 21.58% | 0 | 0 | 0 | 0 | 0.23 | 0 | 0
| 1995 | 0.022222 | 3.228 | 0 | 27.3 | 0 | 27.3 | 0.99195 | 0 | 0.022222 | 3 | 12 | 20% | 0 | 0 | 0 | 0 | 0.02 | 0 | 0
| 1996 | 0.022222 | 3.228 | 0 | 27 | 0 | 27 | 0.993 | 0 | 0.022222 | 2 | 12 | 20% | 0 | 0 | 0 | 0 | 0.02 | 0 | 0
| 1997 | 0.022222 | 3.228 | 0 | 35 | 0 | 35 | 0.965 | 0 | 0.022222 | 1 | 12 | 20% | 0 | 0 | 0 | 0 | 0.02 | 0 | 0
| 1998 | 0.022222 | 3.228 | 0 | 30.2 | 0 | 30.2 | 0.9818 | 0 | 0.022222 | 0 | 12 | 20% | 0 | 0 | 0 | 0 | 0.02 | 0 | 0
| 1999 | 0.022222 | 3.228 | 14 | 25.5 | 13.523 | 26.375 | 0.99519 | 0.26916 | -0.24694 | 0 | 12 | 20% | 0 | 0 | 0 | 0 | 0 | 0 | 0
| 2000 | 0.66667 | 3.228 | 173 | 27.8 | 167.1052 | 38.6125 | 0.95236 | 3.1829 | -2.5162 | 0 | 12.2343 | 20.39% | 1 | 1 | 0.8 | 0 | 0 | 0 | 0
| 2001 | 0.77778 | 3.228 | 426 | 30.2 | 411.4844 | 56.825 | 0.88861 | 7.313 | -6.5352 | 0 | 14.6213 | 24.37% | 1 | 0 | 0 | 0 | 0 | 0 | 0
| 2002 | 1.0444 | 3.228 | 666 | 32.5 | 643.3066 | 74.125 | 0.82806 | 10.654 | -9.6095 | 0 | 20.8212 | 34.7% | 1 | 0 | 0 | 0 | 0 | 0 | 0
| 2003 | 1.0444 | 3.228 | 836 | 33.5 | 807.514 | 85.75 | 0.78737 | 12.7163 | -11.6719 | 0 | 29.9376 | 49.9% | 1 | 0 | 0 | 0.91 | 0 | 0 | 0
| 2004 | 1.6 | 3.228 | 932 | 34.6 | 900.2429 | 92.85 | 0.76253 | 13.7292 | -12.1292 | 0 | 40.1454 | 66.91% | 1 | 0 | 0 | 1.37 | 0 | 0 | 0
| 2005 | 1.3778 | 3.228 | 947 | 35.6 | 914.7318 | 94.7875 | 0.75574 | 13.8261 | -12.4483 | 0 | 50.3533 | 83.92% | 1 | 0 | 0 | 2.28 | 0 | 0 | 0
| 2006 | 1.1111 | 3.228 | 900 | 35.6 | 869.3332 | 91.85 | 0.76602 | 13.3186 | -12.2075 | 0 | 60 | 100% | 1 | 0 | 0 | 12.21 | 0 | 0 | 0
| 2007 | 1.1111 | 3.228 | 780 | 35.7 | 753.4221 | 84.45 | 0.79192 | 11.9331 | -10.822 | 0 | 60 | 100% | 0 | 0 | 0 | 10.82 | 0 | 0 | 0
| 2008 | 1 | 3.228 | 595 | 35.7 | 574.7259 | 72.8875 | 0.83239 | 9.568 | -8.568 | 0 | 60 | 100% | 0 | 0 | 0 | 8.57 | 0 | 0 | 0
| 2009 | 0.44444 | 3.228 | 365 | 34.3 | 352.5629 | 57.1125 | 0.88761 | 6.2587 | -5.8143 | 0 | 60 | 100% | 0 | 0 | 0 | 5.81 | 0 | 0 | 0
| 2010 | 0.44444 | 3.228 | 127 | 33 | 122.6726 | 40.9375 | 0.94422 | 2.3166 | -1.8722 | 0 | 60 | 100% | 0 | 0 | 0 | 1.87 | 0 | 0 | 0
| 2011 | 7.7444 | 7.7444 | 7 | 31.6 | 6.7615 | 32.0375 | 0.97537 | 0.1319 | 7.6125 | 11 | 60 | 100% | 0 | 0 | 0 | 0 | 0 | 0 | 0
| 2012 | 8.9667 | 8.9667 | 0 | 30.9 | 0 | 30.9 | 0.97935 | 0 | 8.9667 | 10 | 51.9757 | 86.63% | 0 | 0 | 0 | 0 | 0 | 0 | 0
| 2013 | 8.9667 | 8.9667 | 0 | 30.1 | 0 | 30.1 | 0.98215 | 0 | 8.9667 | 9 | 42.524 | 70.87% | 0 | 0 | 0 | 0 | 0 | 0 | 0
| 2014 | 8.9667 | 8.9667 | 0 | 29.4 | 0 | 29.4 | 0.9846 | 0 | 8.9667 | 8 | 33.0723 | 55.12% | 0 | 0 | 0 | 0 | 0 | 0 | 0
| 2015 | 7.3 | 7.3 | 0 | 29 | 0 | 29 | 0.986 | 0 | 7.3 | 7 | 23.6206 | 39.37% | 0 | 0 | 0 | 0 | 0 | 0 | 0
| 2016 | 1.6889 | 3.228 | 0 | 28.5 | 0 | 28.5 | 0.98775 | 0 | 1.6889 | 6 | 15.9257 | 26.54% | 0 | 0 | 0 | 0 | 0 | 0 | 0
| 2017 | 1.1333 | 3.228 | 0 | 28.1 | 0 | 28.1 | 0.98915 | 0 | 1.1333 | 5 | 14.1455 | 23.58% | 0 | 0 | 0 | 0 | 0 | 0 | 0
| 2018 | 1.1333 | 3.228 | 0 | 27.6 | 0 | 27.6 | 0.9909 | 0 | 1.1333 | 4 | 12.9508 | 21.58% | 0 | 0 | 0 | 0 | 0.23 | 0 | 0
| 2019 | 0.022222 | 3.228 | 0 | 27 | 0 | 27 | 0.993 | 0 | 0.022222 | 3 | 12 | 20% | 0 | 0 | 0 | 0 | 0.02 | 0 | 0
| 2020 | 0.022222 | 3.228 | 0 | 26.5 | 0 | 26.5 | 0.99475 | 0 | 0.022222 | 2 | 12 | 20% | 0 | 0 | 0 | 0 | 0.02 | 0 | 0
| 2021 | 0.022222 | 3.228 | 0 | 26.4 | 0 | 26.4 | 0.9951 | 0 | 0.022222 | 1 | 12 | 20% | 0 | 0 | 0 | 0 | 0.02 | 0 | 0
| 2022 | 0.022222 | 3.228 | 0 | 26.3 | 0 | 26.3 | 0.99545 | 0 | 0.022222 | 0 | 12 | 20% | 0 | 0 | 0 | 0 | 0.02 | 0 | 0
| 2023 | 0.022222 | 3.228 | 15 | 26.2 | 14.4889 | 27.1375 | 0.99252 | 0.28761 | -0.26539 | 0 | 12 | 20% | 0 | 0 | 0 | 0 | 0 | 0 | 0
| 2024 | 0.66667 | 3.228 | 179 | 28.1 | 172.9007 | 39.2875 | 0.94999 | 3.2851 | -2.6184 | 0 | 12.2518 | 20.42% | 1 | 1 | 0.8 | 0 | 0 | 0 | 0
| 2025 | 0.77778 | 3.228 | 421 | 30 | 406.6548 | 56.3125 | 0.89041 | 7.2418 | -6.464 | 0 | 14.7358 | 24.56% | 1 | 0 | 0 | 0 | 0 | 0 | 0
| 2026 | 1.0444 | 3.228 | 635 | 32.2 | 613.3629 | 71.8875 | 0.83589 | 10.2541 | -9.2097 | 0 | 20.8681 | 34.78% | 1 | 0 | 0 | 0 | 0 | 0 | 0
| 2027 | 1.0444 | 3.228 | 806 | 33.1 | 778.5362 | 83.475 | 0.79534 | 12.384 | -11.3395 | 0 | 29.6052 | 49.34% | 1 | 0 | 0 | 0.58 | 0 | 0 | 0
| 2028 | 1.6 | 3.228 | 912 | 33.9 | 880.9244 | 90.9 | 0.76935 | 13.5548 | -11.9548 | 0 | 39.813 | 66.35% | 1 | 0 | 0 | 1.19 | 0 | 0 | 0
| 2029 | 1.3778 | 3.228 | 943 | 34.8 | 910.8681 | 93.7375 | 0.75942 | 13.8346 | -12.4568 | 0 | 50.0208 | 83.37% | 1 | 0 | 0 | 1.94 | 0 | 0 | 0
| 2030 | 1.1111 | 3.228 | 898 | 34.8 | 867.4014 | 90.925 | 0.76926 | 13.3452 | -12.2341 | 0 | 60 | 100% | 1 | 0 | 0 | 12.23 | 0 | 0 | 0
| 2031 | 1.1111 | 3.228 | 780 | 34.9 | 753.4221 | 83.65 | 0.79473 | 11.9753 | -10.8642 | 0 | 60 | 100% | 0 | 0 | 0 | 10.86 | 0 | 0 | 0
| 2032 | 1 | 3.228 | 596 | 34.9 | 575.6918 | 72.15 | 0.83498 | 9.6138 | -8.6138 | 0 | 60 | 100% | 0 | 0 | 0 | 8.61 | 0 | 0 | 0
| 2033 | 0.44444 | 3.228 | 357 | 33.6 | 344.8355 | 55.9125 | 0.89181 | 6.1505 | -5.7061 | 0 | 60 | 100% | 0 | 0 | 0 | 5.71 | 0 | 0 | 0
| 2034 | 0.44444 | 3.228 | 122 | 32.4 | 117.843 | 40.025 | 0.94741 | 2.2329 | -1.7885 | 0 | 60 | 100% | 0 | 0 | 0 | 1.79 | 0 | 0 | 0
| 2035 | 7.7444 | 7.7444 | 6 | 31.1 | 5.7956 | 31.475 | 0.97734 | 0.11328 | 7.6312 | 11 | 60 | 100% | 0 | 0 | 0 | 0 | 0 | 0 | 0
| 2036 | 8.9667 | 8.9667 | 0 | 30.6 | 0 | 30.6 | 0.9804 | 0 | 8.9667 | 10 | 51.9561 | 86.59% | 0 | 0 | 0 | 0 | 0 | 0 | 0
| 2037 | 8.9667 | 8.9667 | 0 | 30 | 0 | 30 | 0.9825 | 0 | 8.9667 | 9 | 42.5044 | 70.84% | 0 | 0 | 0 | 0 | 0 | 0 | 0
| 2038 | 8.9667 | 8.9667 | 0 | 29.5 | 0 | 29.5 | 0.98425 | 0 | 8.9667 | 8 | 33.0527 | 55.09% | 0 | 0 | 0 | 0 | 0 | 0 | 0
| 2039 | 7.3 | 7.3 | 0 | 28.9 | 0 | 28.9 | 0.98635 | 0 | 7.3 | 7 | 23.601 | 39.33% | 0 | 0 | 0 | 0 | 0 | 0 | 0
| 2040 | 1.6889 | 3.228 | 0 | 28.4 | 0 | 28.4 | 0.9881 | 0 | 1.6889 | 6 | 15.9061 | 26.51% | 0 | 0 | 0 | 0 | 0 | 0 | 0
| 2041 | 1.1333 | 3.228 | 0 | 27.8 | 0 | 27.8 | 0.9902 | 0 | 1.1333 | 5 | 14.1258 | 23.54% | 0 | 0 | 0 | 0 | 0 | 0 | 0
| 2042 | 1.1333 | 3.228 | 0 | 27.2 | 0 | 27.2 | 0.9923 | 0 | 1.1333 | 4 | 12.9312 | 21.55% | 0 | 0 | 0 | 0 | 0.25 | 0 | 0
| 2043 | 0.022222 | 3.228 | 0 | 26.7 | 0 | 26.7 | 0.99405 | 0 | 0.022222 | 3 | 12 | 20% | 0 | 0 | 0 | 0 | 0.02 | 0 | 0
| 2044 | 0.022222 | 3.228 | 0 | 26.1 | 0 | 26.1 | 0.99615 | 0 | 0.022222 | 2 | 12 | 20% | 0 | 0 | 0 | 0 | 0.02 | 0 | 0
| 2045 | 0.022222 | 3.228 | 0 | 26.5 | 0 | 26.5 | 0.99475 | 0 | 0.022222 | 1 | 12 | 20% | 0 | 0 | 0 | 0 | 0.02 | 0 | 0
| 2046 | 0.022222 | 3.228 | 0 | 26.8 | 0 | 26.8 | 0.9937 | 0 | 0.022222 | 0 | 12 | 20% | 0 | 0 | 0 | 0 | 0.02 | 0 | 0
| 2047 | 0.022222 | 3.228 | 12 | 27.2 | 11.5911 | 27.95 | 0.98967 | 0.22943 | -0.20721 | 0 | 12 | 20% | 0 | 0 | 0 | 0 | 0 | 0 | 0
| 2048 | 0.66667 | 3.228 | 141 | 28.5 | 136.1955 | 37.3125 | 0.95691 | 2.6065 | -1.9399 | 0 | 12.1966 | 20.33% | 1 | 1 | 0.8 | 0 | 0 | 0 | 0
| 2049 | 0.77778 | 3.228 | 335 | 29.7 | 323.5852 | 50.6375 | 0.91027 | 5.891 | -5.1132 | 0 | 14.0369 | 23.39% | 1 | 0 | 0 | 0 | 0 | 0 | 0
| 2050 | 1.0444 | 3.228 | 513 | 31 | 495.5199 | 63.0625 | 0.86678 | 8.5901 | -7.5457 | 0 | 18.8877 | 31.48% | 1 | 0 | 0 | 0 | 0 | 0 | 0
| 2051 | 1.0444 | 3.228 | 569 | 28.7 | 549.6118 | 64.2625 | 0.86258 | 9.4817 | -8.4373 | 0 | 26.0462 | 43.41% | 1 | 0 | 0 | 0 | 0 | 0 | 0
| 2052 | 1.6 | 3.228 | 531 | 26.3 | 512.9066 | 59.4875 | 0.87929 | 9.0199 | -7.4199 | 0 | 34.0505 | 56.75% | 1 | 0 | 0 | 0 | 0 | 0 | 0
| 2053 | 1.3778 | 3.228 | 412 | 24 | 397.9614 | 49.75 | 0.91338 | 7.2698 | -5.892 | 0 | 41.0896 | 68.48% | 1 | 0 | 0 | 0 | 0 | 0 | 0
| 2054 | 1.1111 | 3.228 | 460 | 25 | 444.3259 | 53.75 | 0.89938 | 7.9923 | -6.8812 | 0 | 46.6792 | 77.8% | 1 | 0 | 0 | 0 | 0 | 0 | 0
| 2055 | 1.1111 | 3.228 | 454 | 26 | 438.5303 | 54.375 | 0.89719 | 7.8689 | -6.7578 | 0 | 53.2073 | 88.68% | 1 | 0 | 0 | 0 | 0 | 0 | 0
| 2056 | 1 | 3.228 | 386 | 27 | 372.8474 | 51.125 | 0.90856 | 6.7751 | -5.7751 | 0 | 59.6183 | 99.36% | 1 | 0 | 0 | 5.37 | 0 | 0 | 0
| 2057 | 0.44444 | 3.228 | 213 | 27 | 205.7422 | 40.3125 | 0.94641 | 3.8943 | -3.4499 | 0 | 60 | 100% | 1 | 0 | 0 | 3.45 | 0 | 0 | 0
| 2058 | 0.44444 | 3.228 | 66 | 27 | 63.7511 | 31.125 | 0.97856 | 1.2477 | -0.80324 | 0 | 60 | 100% | 0 | 0 | 0 | 0.8 | 0 | 0 | 0
| 2059 | 7.7444 | 7.7444 | 3 | 27 | 2.8978 | 27.1875 | 0.99234 | 0.057512 | 7.6869 | 11 | 60 | 100% | 0 | 0 | 0 | 0 | 0 | 0 | 0
| 2060 | 8.9667 | 8.9667 | 0 | 26.6 | 0 | 26.6 | 0.9944 | 0 | 8.9667 | 10 | 51.8973 | 86.5% | 0 | 0 | 0 | 0 | 0 | 0 | 0
| 2061 | 8.9667 | 8.9667 | 0 | 26.2 | 0 | 26.2 | 0.9958 | 0 | 8.9667 | 9 | 42.4456 | 70.74% | 0 | 0 | 0 | 0 | 0 | 0 | 0
| 2062 | 8.9667 | 8.9667 | 0 | 25.8 | 0 | 25.8 | 0.9972 | 0 | 8.9667 | 8 | 32.9939 | 54.99% | 0 | 0 | 0 | 0 | 0 | 0 | 0
| 2063 | 7.3 | 7.3 | 0 | 25.7 | 0 | 25.7 | 0.99755 | 0 | 7.3 | 7 | 23.5422 | 39.24% | 0 | 0 | 0 | 0 | 0 | 0 | 0
| 2064 | 1.6889 | 3.228 | 0 | 25.6 | 0 | 25.6 | 0.9979 | 0 | 1.6889 | 6 | 15.8473 | 26.41% | 0 | 0 | 0 | 0 | 0 | 0 | 0
| 2065 | 1.1333 | 3.228 | 0 | 25.5 | 0 | 25.5 | 0.99825 | 0 | 1.1333 | 5 | 14.0671 | 23.45% | 0 | 0 | 0 | 0 | 0 | 0 | 0
| 2066 | 1.1333 | 3.228 | 0 | 25.5 | 0 | 25.5 | 0.99825 | 0 | 1.1333 | 4 | 12.8724 | 21.45% | 0 | 0 | 0 | 0 | 0.31 | 0 | 0
| 2067 | 0.022222 | 3.228 | 0 | 25.5 | 0 | 25.5 | 0.99825 | 0 | 0.022222 | 3 | 12 | 20% | 0 | 0 | 0 | 0 | 0.02 | 0 | 0
| 2068 | 0.022222 | 3.228 | 0 | 25.5 | 0 | 25.5 | 0.99825 | 0 | 0.022222 | 2 | 12 | 20% | 0 | 0 | 0 | 0 | 0.02 | 0 | 0
| 2069 | 0.022222 | 3.228 | 0 | 26.4 | 0 | 26.4 | 0.9951 | 0 | 0.022222 | 1 | 12 | 20% | 0 | 0 | 0 | 0 | 0.02 | 0 | 0
| 2070 | 0.022222 | 3.228 | 0 | 27.3 | 0 | 27.3 | 0.99195 | 0 | 0.022222 | 0 | 12 | 20% | 0 | 0 | 0 | 0 | 0.02 | 0 | 0
| 2071 | 0.022222 | 3.228 | 8 | 28.1 | 7.7274 | 28.6 | 0.9874 | 0.1526 | -0.13038 | 0 | 12 | 20% | 0 | 0 | 0 | 0 | 0 | 0 | 0
| 2072 | 0.66667 | 3.228 | 103 | 29 | 99.4904 | 35.4375 | 0.96347 | 1.9171 | -1.2505 | 0 | 12.1237 | 20.21% | 1 | 1 | 0.8 | 0 | 0 | 0 | 0
| 2073 | 0.77778 | 3.228 | 257 | 29.9 | 248.2429 | 45.9625 | 0.92663 | 4.6006 | -3.8228 | 0 | 13.31 | 22.18% | 1 | 0 | 0 | 0 | 0 | 0 | 0
| 2074 | 1.0444 | 3.228 | 413 | 30.8 | 398.9274 | 56.6125 | 0.88936 | 7.0958 | -6.0513 | 0 | 16.9366 | 28.23% | 1 | 0 | 0 | 0 | 0 | 0 | 0
| 2075 | 1.0444 | 3.228 | 571 | 32 | 551.5436 | 67.6875 | 0.85059 | 9.3828 | -8.3383 | 0 | 22.6774 | 37.8% | 1 | 0 | 0 | 0 | 0 | 0 | 0
| 2076 | 1.6 | 3.228 | 692 | 33.3 | 668.4207 | 76.55 | 0.81957 | 10.9564 | -9.3564 | 0 | 30.5879 | 50.98% | 1 | 0 | 0 | 0 | 0 | 0 | 0
| 2077 | 1.3778 | 3.228 | 762 | 34.5 | 736.0355 | 82.125 | 0.80006 | 11.7775 | -10.3997 | 0 | 39.4641 | 65.77% | 1 | 0 | 0 | 0 | 0 | 0 | 0
| 2078 | 1.1111 | 3.228 | 762 | 34 | 736.0355 | 81.625 | 0.80181 | 11.8032 | -10.6921 | 0 | 49.3302 | 82.22% | 1 | 0 | 0 | 0 | 0 | 0 | 0
| 2079 | 1.1111 | 3.228 | 690 | 33.5 | 666.4888 | 76.625 | 0.81931 | 10.9213 | -9.8101 | 0 | 59.4736 | 99.12% | 1 | 0 | 0 | 9.26 | 0 | 0 | 0
| 2080 | 1 | 3.228 | 548 | 33 | 529.3274 | 67.25 | 0.85213 | 9.0211 | -8.0211 | 0 | 60 | 100% | 1 | 0 | 0 | 8.02 | 0 | 0 | 0
| 2081 | 0.44444 | 3.228 | 310 | 31.7 | 299.437 | 51.075 | 0.90874 | 5.4422 | -4.9977 | 0 | 60 | 100% | 0 | 0 | 0 | 5 | 0 | 0 | 0
| 2082 | 0.44444 | 3.228 | 97 | 30.3 | 93.6948 | 36.3625 | 0.96023 | 1.7994 | -1.3549 | 0 | 60 | 100% | 0 | 0 | 0 | 1.35 | 0 | 0 | 0
| 2083 | 7.7444 | 7.7444 | 4 | 29 | 3.8637 | 29.25 | 0.98513 | 0.076125 | 7.6683 | 11 | 60 | 100% | 0 | 0 | 0 | 0 | 0 | 0 | 0
| 2084 | 8.9667 | 8.9667 | 0 | 28.9 | 0 | 28.9 | 0.98635 | 0 | 8.9667 | 10 | 51.9169 | 86.53% | 0 | 0 | 0 | 0 | 0 | 0 | 0
| 2085 | 8.9667 | 8.9667 | 0 | 28.9 | 0 | 28.9 | 0.98635 | 0 | 8.9667 | 9 | 42.4652 | 70.78% | 0 | 0 | 0 | 0 | 0 | 0 | 0
| 2086 | 8.9667 | 8.9667 | 0 | 28.8 | 0 | 28.8 | 0.9867 | 0 | 8.9667 | 8 | 33.0135 | 55.02% | 0 | 0 | 0 | 0 | 0 | 0 | 0
| 2087 | 7.3 | 7.3 | 0 | 28.7 | 0 | 28.7 | 0.98705 | 0 | 7.3 | 7 | 23.5618 | 39.27% | 0 | 0 | 0 | 0 | 0 | 0 | 0
| 2088 | 1.6889 | 3.228 | 0 | 28.5 | 0 | 28.5 | 0.98775 | 0 | 1.6889 | 6 | 15.8669 | 26.44% | 0 | 0 | 0 | 0 | 0 | 0 | 0
| 2089 | 1.1333 | 3.228 | 0 | 28.4 | 0 | 28.4 | 0.9881 | 0 | 1.1333 | 5 | 14.0867 | 23.48% | 0 | 0 | 0 | 0 | 0 | 0 | 0
| 2090 | 1.1333 | 3.228 | 0 | 27.7 | 0 | 27.7 | 0.99055 | 0 | 1.1333 | 4 | 12.892 | 21.49% | 0 | 0 | 0 | 0 | 0.29 | 0 | 0
| 2091 | 0.022222 | 3.228 | 0 | 26.9 | 0 | 26.9 | 0.99335 | 0 | 0.022222 | 3 | 12 | 20% | 0 | 0 | 0 | 0 | 0.02 | 0 | 0
| 2092 | 0.022222 | 3.228 | 0 | 26.2 | 0 | 26.2 | 0.9958 | 0 | 0.022222 | 2 | 12 | 20% | 0 | 0 | 0 | 0 | 0.02 | 0 | 0
| 2093 | 0.022222 | 3.228 | 0 | 26 | 0 | 26 | 0.9965 | 0 | 0.022222 | 1 | 12 | 20% | 0 | 0 | 0 | 0 | 0.02 | 0 | 0
| 2094 | 0.022222 | 3.228 | 0 | 25.8 | 0 | 25.8 | 0.9972 | 0 | 0.022222 | 0 | 12 | 20% | 0 | 0 | 0 | 0 | 0.02 | 0 | 0
| 2095 | 0.022222 | 3.228 | 10 | 25.6 | 9.6593 | 26.225 | 0.99571 | 0.19236 | -0.17013 | 0 | 12 | 20% | 0 | 0 | 0 | 0 | 0 | 0 | 0
| 2096 | 0.66667 | 3.228 | 117 | 27.6 | 113.0133 | 34.9125 | 0.96531 | 2.1818 | -1.5152 | 0 | 12.1614 | 20.27% | 1 | 1 | 0.8 | 0 | 0 | 0 | 0
| 2097 | 0.77778 | 3.228 | 272 | 29.6 | 262.7318 | 46.6 | 0.9244 | 4.8574 | -4.0796 | 0 | 13.5988 | 22.66% | 1 | 0 | 0 | 0 | 0 | 0 | 0
| 2098 | 1.0444 | 3.228 | 414 | 31.6 | 399.8933 | 57.475 | 0.88634 | 7.0888 | -6.0444 | 0 | 17.4691 | 29.12% | 1 | 0 | 0 | 0 | 0 | 0 | 0
| 2099 | 1.0444 | 3.228 | 572 | 33 | 552.5096 | 68.75 | 0.84688 | 9.3581 | -8.3137 | 0 | 23.2033 | 38.67% | 1 | 0 | 0 | 0 | 0 | 0 | 0
| 2100 | 1.6 | 3.228 | 695 | 34.3 | 671.3184 | 77.7375 | 0.81542 | 10.9481 | -9.3481 | 0 | 31.0903 | 51.82% | 1 | 0 | 0 | 0 | 0 | 0 | 0
| 2101 | 1.3778 | 3.228 | 764 | 35.7 | 737.9673 | 83.45 | 0.79543 | 11.74 | -10.3622 | 0 | 39.9587 | 66.6% | 1 | 0 | 0 | 0 | 0 | 0 | 0
| 2102 | 1.1111 | 3.228 | 765 | 35.4 | 738.9333 | 83.2125 | 0.79626 | 11.7676 | -10.6565 | 0 | 49.7892 | 82.98% | 1 | 0 | 0 | 0 | 0 | 0 | 0
| 2103 | 1.1111 | 3.228 | 693 | 35.1 | 669.3866 | 78.4125 | 0.81306 | 10.885 | -9.7739 | 0 | 59.8988 | 99.83% | 1 | 0 | 0 | 9.67 | 0 | 0 | 0
| 2104 | 1 | 3.228 | 550 | 34.8 | 531.2592 | 69.175 | 0.84539 | 8.9824 | -7.9824 | 0 | 60 | 100% | 1 | 0 | 0 | 7.98 | 0 | 0 | 0
| 2105 | 0.44444 | 3.228 | 325 | 33.9 | 313.9259 | 54.2125 | 0.89776 | 5.6366 | -5.1921 | 0 | 60 | 100% | 0 | 0 | 0 | 5.19 | 0 | 0 | 0
| 2106 | 0.44444 | 3.228 | 110 | 33 | 106.2518 | 39.875 | 0.94794 | 2.0144 | -1.57 | 0 | 60 | 100% | 0 | 0 | 0 | 1.57 | 0 | 0 | 0
| 2107 | 7.7444 | 7.7444 | 5 | 30.5 | 4.8296 | 30.8125 | 0.97966 | 0.094628 | 7.6498 | 11 | 60 | 100% | 0 | 0 | 0 | 0 | 0 | 0 | 0
| 2108 | 8.9667 | 8.9667 | 0 | 30 | 0 | 30 | 0.9825 | 0 | 8.9667 | 10 | 51.9364 | 86.56% | 0 | 0 | 0 | 0 | 0 | 0 | 0
| 2109 | 8.9667 | 8.9667 | 0 | 29.5 | 0 | 29.5 | 0.98425 | 0 | 8.9667 | 9 | 42.4847 | 70.81% | 0 | 0 | 0 | 0 | 0 | 0 | 0
| 2110 | 8.9667 | 8.9667 | 0 | 29 | 0 | 29 | 0.986 | 0 | 8.9667 | 8 | 33.033 | 55.05% | 0 | 0 | 0 | 0 | 0 | 0 | 0
| 2111 | 7.3 | 7.3 | 0 | 28.7 | 0 | 28.7 | 0.98705 | 0 | 7.3 | 7 | 23.5813 | 39.3% | 0 | 0 | 0 | 0 | 0 | 0 | 0
| 2112 | 1.6889 | 3.228 | 0 | 28.3 | 0 | 28.3 | 0.98845 | 0 | 1.6889 | 6 | 15.8864 | 26.48% | 0 | 0 | 0 | 0 | 0 | 0 | 0
| 2113 | 1.1333 | 3.228 | 0 | 28 | 0 | 28 | 0.9895 | 0 | 1.1333 | 5 | 14.1062 | 23.51% | 0 | 0 | 0 | 0 | 0 | 0 | 0
| 2114 | 1.1333 | 3.228 | 0 | 27.3 | 0 | 27.3 | 0.99195 | 0 | 1.1333 | 4 | 12.9115 | 21.52% | 0 | 0 | 0 | 0 | 0.27 | 0 | 0
| 2115 | 0.022222 | 3.228 | 0 | 26.5 | 0 | 26.5 | 0.99475 | 0 | 0.022222 | 3 | 12 | 20% | 0 | 0 | 0 | 0 | 0.02 | 0 | 0
| 2116 | 0.022222 | 3.228 | 0 | 25.8 | 0 | 25.8 | 0.9972 | 0 | 0.022222 | 2 | 12 | 20% | 0 | 0 | 0 | 0 | 0.02 | 0 | 0
| 2117 | 0.022222 | 3.228 | 0 | 25.6 | 0 | 25.6 | 0.9979 | 0 | 0.022222 | 1 | 12 | 20% | 0 | 0 | 0 | 0 | 0.02 | 0 | 0
| 2118 | 0.022222 | 3.228 | 0 | 25.4 | 0 | 25.4 | 0.9986 | 0 | 0.022222 | 0 | 12 | 20% | 0 | 0 | 0 | 0 | 0.02 | 0 | 0
| 2119 | 0.022222 | 3.228 | 13 | 25.2 | 12.557 | 26.0125 | 0.99646 | 0.25025 | -0.22803 | 0 | 12 | 20% | 0 | 0 | 0 | 0 | 0 | 0 | 0
| 2120 | 0.66667 | 3.228 | 139 | 27.3 | 134.2637 | 35.9875 | 0.96154 | 2.582 | -1.9153 | 0 | 12.2163 | 20.36% | 1 | 1 | 0.8 | 0 | 0 | 0 | 0
| 2121 | 0.77778 | 3.228 | 300 | 29.5 | 289.7777 | 48.25 | 0.91863 | 5.3239 | -4.5462 | 0 | 14.0334 | 23.39% | 1 | 0 | 0 | 0 | 0 | 0 | 0
| 2122 | 1.0444 | 3.228 | 417 | 31.6 | 402.7911 | 57.6625 | 0.88568 | 7.1349 | -6.0904 | 0 | 18.3462 | 30.58% | 1 | 0 | 0 | 0 | 0 | 0 | 0
| 2123 | 1.0444 | 3.228 | 574 | 32.6 | 554.4414 | 68.475 | 0.84784 | 9.4015 | -8.3571 | 0 | 24.1242 | 40.21% | 1 | 0 | 0 | 0 | 0 | 0 | 0
| 2124 | 1.6 | 3.228 | 696 | 33.7 | 672.2844 | 77.2 | 0.8173 | 10.9892 | -9.3892 | 0 | 32.0524 | 53.42% | 1 | 0 | 0 | 0 | 0 | 0 | 0
| 2125 | 1.3778 | 3.228 | 764 | 34.7 | 737.9673 | 82.45 | 0.79892 | 11.7916 | -10.4138 | 0 | 40.9597 | 68.27% | 1 | 0 | 0 | 0 | 0 | 0 | 0
| 2126 | 1.1111 | 3.228 | 726 | 34.8 | 701.2621 | 80.175 | 0.80689 | 11.3168 | -10.2057 | 0 | 50.8391 | 84.73% | 1 | 0 | 0 | 0.55 | 0 | 0 | 0
| 2127 | 1.1111 | 3.228 | 629 | 34.8 | 607.5673 | 74.1125 | 0.82811 | 10.0626 | -8.9515 | 0 | 60 | 100% | 1 | 0 | 0 | 8.95 | 0 | 0 | 0
| 2128 | 1 | 3.228 | 481 | 34.9 | 464.6103 | 64.9625 | 0.86013 | 7.9925 | -6.9925 | 0 | 60 | 100% | 0 | 0 | 0 | 6.99 | 0 | 0 | 0
| 2129 | 0.44444 | 3.228 | 278 | 33.3 | 268.5274 | 50.675 | 0.91014 | 4.8879 | -4.4435 | 0 | 60 | 100% | 0 | 0 | 0 | 4.44 | 0 | 0 | 0
| 2130 | 0.44444 | 3.228 | 91 | 31.6 | 87.8993 | 37.2875 | 0.95699 | 1.6824 | -1.2379 | 0 | 60 | 100% | 0 | 0 | 0 | 1.24 | 0 | 0 | 0
| 2131 | 7.7444 | 7.7444 | 4 | 30 | 3.8637 | 30.25 | 0.98162 | 0.075854 | 7.6686 | 11 | 60 | 100% | 0 | 0 | 0 | 0 | 0 | 0 | 0
| 2132 | 8.9667 | 8.9667 | 0 | 29.7 | 0 | 29.7 | 0.98355 | 0 | 8.9667 | 10 | 51.9166 | 86.53% | 0 | 0 | 0 | 0 | 0 | 0 | 0
| 2133 | 8.9667 | 8.9667 | 0 | 29.3 | 0 | 29.3 | 0.98495 | 0 | 8.9667 | 9 | 42.4649 | 70.77% | 0 | 0 | 0 | 0 | 0 | 0 | 0
| 2134 | 8.9667 | 8.9667 | 0 | 29 | 0 | 29 | 0.986 | 0 | 8.9667 | 8 | 33.0132 | 55.02% | 0 | 0 | 0 | 0 | 0 | 0 | 0
| 2135 | 7.3 | 7.3 | 0 | 28.5 | 0 | 28.5 | 0.98775 | 0 | 7.3 | 7 | 23.5615 | 39.27% | 0 | 0 | 0 | 0 | 0 | 0 | 0
| 2136 | 1.6889 | 3.228 | 0 | 28 | 0 | 28 | 0.9895 | 0 | 1.6889 | 6 | 15.8666 | 26.44% | 0 | 0 | 0 | 0 | 0 | 0 | 0
| 2137 | 1.1333 | 3.228 | 0 | 27.5 | 0 | 27.5 | 0.99125 | 0 | 1.1333 | 5 | 14.0864 | 23.48% | 0 | 0 | 0 | 0 | 0 | 0 | 0
| 2138 | 1.1333 | 3.228 | 0 | 27 | 0 | 27 | 0.993 | 0 | 1.1333 | 4 | 12.8917 | 21.49% | 0 | 0 | 0 | 0 | 0.29 | 0 | 0
| 2139 | 0.022222 | 3.228 | 0 | 26.6 | 0 | 26.6 | 0.9944 | 0 | 0.022222 | 3 | 12 | 20% | 0 | 0 | 0 | 0 | 0.02 | 0 | 0
| 2140 | 0.022222 | 3.228 | 0 | 26.1 | 0 | 26.1 | 0.99615 | 0 | 0.022222 | 2 | 12 | 20% | 0 | 0 | 0 | 0 | 0.02 | 0 | 0
| 2141 | 0.022222 | 3.228 | 0 | 25.8 | 0 | 25.8 | 0.9972 | 0 | 0.022222 | 1 | 12 | 20% | 0 | 0 | 0 | 0 | 0.02 | 0 | 0
| 2142 | 0.022222 | 3.228 | 0 | 25.6 | 0 | 25.6 | 0.9979 | 0 | 0.022222 | 0 | 12 | 20% | 0 | 0 | 0 | 0 | 0.02 | 0 | 0
| 2143 | 0.022222 | 3.228 | 18 | 25.3 | 17.3867 | 26.425 | 0.99501 | 0.346 | -0.32378 | 0 | 12 | 20% | 0 | 0 | 0 | 0 | 0 | 0 | 0
| 2144 | 0.66667 | 3.228 | 196 | 27.3 | 189.3215 | 39.55 | 0.94908 | 3.5936 | -2.9269 | 0 | 12.3072 | 20.51% | 1 | 1 | 0.8 | 0 | 0 | 0 | 0
| 2145 | 0.77778 | 3.228 | 428 | 29.3 | 413.4163 | 56.05 | 0.89133 | 7.3698 | -6.592 | 0 | 15.0839 | 25.14% | 1 | 0 | 0 | 0 | 0 | 0 | 0
| 2146 | 1.0444 | 3.228 | 596 | 31.3 | 575.6918 | 68.55 | 0.84757 | 9.7588 | -8.7144 | 0 | 21.3376 | 35.56% | 1 | 0 | 0 | 0 | 0 | 0 | 0
| 2147 | 1.0444 | 3.228 | 724 | 32.8 | 699.3303 | 78.05 | 0.81432 | 11.3896 | -10.3452 | 0 | 29.6048 | 49.34% | 1 | 0 | 0 | 0 | 0 | 0 | 0
| 2148 | 1.6 | 3.228 | 780 | 34.4 | 753.4221 | 83.15 | 0.79648 | 12.0016 | -10.4016 | 0 | 39.4191 | 65.7% | 1 | 0 | 0 | 0 | 0 | 0 | 0
| 2149 | 1.3778 | 3.228 | 764 | 35.9 | 737.9673 | 83.65 | 0.79473 | 11.7296 | -10.3518 | 0 | 49.287 | 82.14% | 1 | 0 | 0 | 0 | 0 | 0 | 0
| 2150 | 1.1111 | 3.228 | 764 | 35.7 | 737.9673 | 83.45 | 0.79543 | 11.74 | -10.6288 | 0 | 59.1076 | 98.51% | 1 | 0 | 0 | 9.69 | 0 | 0 | 0
| 2151 | 1.1111 | 3.228 | 692 | 35.5 | 668.4207 | 78.75 | 0.81188 | 10.8535 | -9.7424 | 0 | 60 | 100% | 1 | 0 | 0 | 9.74 | 0 | 0 | 0
| 2152 | 1 | 3.228 | 549 | 35.3 | 530.2933 | 69.6125 | 0.84386 | 8.9498 | -7.9498 | 0 | 60 | 100% | 0 | 0 | 0 | 7.95 | 0 | 0 | 0
| 2153 | 0.44444 | 3.228 | 337 | 34.1 | 325.517 | 55.1625 | 0.89443 | 5.8231 | -5.3786 | 0 | 60 | 100% | 0 | 0 | 0 | 5.38 | 0 | 0 | 0
| 2154 | 0.44444 | 3.228 | 119 | 33 | 114.9452 | 40.4375 | 0.94597 | 2.1747 | -1.7302 | 0 | 60 | 100% | 0 | 0 | 0 | 1.73 | 0 | 0 | 0
| 2155 | 7.7444 | 7.7444 | 6 | 30.7 | 5.7956 | 31.075 | 0.97874 | 0.11345 | 7.631 | 11 | 60 | 100% | 0 | 0 | 0 | 0 | 0 | 0 | 0
| 2156 | 8.9667 | 8.9667 | 0 | 30.3 | 0 | 30.3 | 0.98145 | 0 | 8.9667 | 10 | 51.9562 | 86.59% | 0 | 0 | 0 | 0 | 0 | 0 | 0
| 2157 | 8.9667 | 8.9667 | 0 | 29.9 | 0 | 29.9 | 0.98285 | 0 | 8.9667 | 9 | 42.5045 | 70.84% | 0 | 0 | 0 | 0 | 0 | 0 | 0
| 2158 | 8.9667 | 8.9667 | 0 | 29.6 | 0 | 29.6 | 0.9839 | 0 | 8.9667 | 8 | 33.0528 | 55.09% | 0 | 0 | 0 | 0 | 0 | 0 | 0
| 2159 | 7.3 | 7.3 | 0 | 29.3 | 0 | 29.3 | 0.98495 | 0 | 7.3 | 7 | 23.6011 | 39.34% | 0 | 0 | 0 | 0 | 0 | 0 | 0
| 2160 | 1.6889 | 3.228 | 0 | 29 | 0 | 29 | 0.986 | 0 | 1.6889 | 6 | 15.9063 | 26.51% | 0 | 0 | 0 | 0 | 0 | 0 | 0
| 2161 | 1.1333 | 3.228 | 0 | 28.9 | 0 | 28.9 | 0.98635 | 0 | 1.1333 | 5 | 14.126 | 23.54% | 0 | 0 | 0 | 0 | 0 | 0 | 0
| 2162 | 1.1333 | 3.228 | 0 | 28.7 | 0 | 28.7 | 0.98705 | 0 | 1.1333 | 4 | 12.9314 | 21.55% | 0 | 0 | 0 | 0 | 0.25 | 0 | 0
| 2163 | 0.022222 | 3.228 | 0 | 28.5 | 0 | 28.5 | 0.98775 | 0 | 0.022222 | 3 | 12 | 20% | 0 | 0 | 0 | 0 | 0.02 | 0 | 0
| 2164 | 0.022222 | 3.228 | 0 | 28.3 | 0 | 28.3 | 0.98845 | 0 | 0.022222 | 2 | 12 | 20% | 0 | 0 | 0 | 0 | 0.02 | 0 | 0
| 2165 | 0.022222 | 3.228 | 0 | 28 | 0 | 28 | 0.9895 | 0 | 0.022222 | 1 | 12 | 20% | 0 | 0 | 0 | 0 | 0.02 | 0 | 0
| 2166 | 0.022222 | 3.228 | 0 | 27.7 | 0 | 27.7 | 0.99055 | 0 | 0.022222 | 0 | 12 | 20% | 0 | 0 | 0 | 0 | 0.02 | 0 | 0
| 2167 | 0.022222 | 3.228 | 12 | 27.4 | 11.5911 | 28.15 | 0.98898 | 0.22927 | -0.20704 | 0 | 12 | 20% | 0 | 0 | 0 | 0 | 0 | 0 | 0
| 2168 | 0.66667 | 3.228 | 132 | 28.4 | 127.5022 | 36.65 | 0.95922 | 2.4461 | -1.7794 | 0 | 12.1964 | 20.33% | 1 | 1 | 0.8 | 0 | 0 | 0 | 0
| 2169 | 0.77778 | 3.228 | 292 | 29.5 | 282.0503 | 47.75 | 0.92037 | 5.1918 | -4.4141 | 0 | 13.8845 | 23.14% | 1 | 0 | 0 | 0 | 0 | 0 | 0
| 2170 | 1.0444 | 3.228 | 411 | 30.5 | 396.9955 | 56.1875 | 0.89084 | 7.0732 | -6.0288 | 0 | 18.0721 | 30.12% | 1 | 0 | 0 | 0 | 0 | 0 | 0
| 2171 | 1.0444 | 3.228 | 522 | 31.9 | 504.2133 | 64.525 | 0.86166 | 8.6892 | -7.6448 | 0 | 23.7915 | 39.65% | 1 | 0 | 0 | 0 | 0 | 0 | 0
| 2172 | 1.6 | 3.228 | 589 | 33.3 | 568.9303 | 70.1125 | 0.84211 | 9.582 | -7.982 | 0 | 31.0439 | 51.74% | 1 | 0 | 0 | 0 | 0 | 0 | 0
| 2173 | 1.3778 | 3.228 | 608 | 34.7 | 587.2829 | 72.7 | 0.83305 | 9.7847 | -8.4069 | 0 | 38.6163 | 64.36% | 1 | 0 | 0 | 0 | 0 | 0 | 0
| 2174 | 1.1111 | 3.228 | 719 | 34.8 | 694.5007 | 79.7375 | 0.80842 | 11.2289 | -10.1178 | 0 | 46.5918 | 77.65% | 1 | 0 | 0 | 0 | 0 | 0 | 0
| 2175 | 1.1111 | 3.228 | 710 | 35 | 685.8073 | 79.375 | 0.80969 | 11.1058 | -9.9947 | 0 | 56.1905 | 93.65% | 1 | 0 | 0 | 5.98 | 0 | 0 | 0
| 2176 | 1 | 3.228 | 584 | 35.1 | 564.1007 | 71.6 | 0.8369 | 9.4419 | -8.4419 | 0 | 60 | 100% | 1 | 0 | 0 | 8.44 | 0 | 0 | 0
| 2177 | 0.44444 | 3.228 | 351 | 33.9 | 339.04 | 55.8375 | 0.89207 | 6.0489 | -5.6045 | 0 | 60 | 100% | 0 | 0 | 0 | 5.6 | 0 | 0 | 0
| 2178 | 0.44444 | 3.228 | 117 | 32.8 | 113.0133 | 40.1125 | 0.94711 | 2.1407 | -1.6963 | 0 | 60 | 100% | 0 | 0 | 0 | 1.7 | 0 | 0 | 0
| 2179 | 7.7444 | 7.7444 | 6 | 31.6 | 5.7956 | 31.975 | 0.97559 | 0.11308 | 7.6314 | 11 | 60 | 100% | 0 | 0 | 0 | 0 | 0 | 0 | 0
| 2180 | 8.9667 | 8.9667 | 0 | 31 | 0 | 31 | 0.979 | 0 | 8.9667 | 10 | 51.9558 | 86.59% | 0 | 0 | 0 | 0 | 0 | 0 | 0
| 2181 | 8.9667 | 8.9667 | 0 | 30.3 | 0 | 30.3 | 0.98145 | 0 | 8.9667 | 9 | 42.5041 | 70.84% | 0 | 0 | 0 | 0 | 0 | 0 | 0
| 2182 | 8.9667 | 8.9667 | 0 | 29.7 | 0 | 29.7 | 0.98355 | 0 | 8.9667 | 8 | 33.0524 | 55.09% | 0 | 0 | 0 | 0 | 0 | 0 | 0
| 2183 | 7.3 | 7.3 | 0 | 29.4 | 0 | 29.4 | 0.9846 | 0 | 7.3 | 7 | 23.6007 | 39.33% | 0 | 0 | 0 | 0 | 0 | 0 | 0
| 2184 | 1.6889 | 3.228 | 0 | 29.1 | 0 | 29.1 | 0.98565 | 0 | 1.6889 | 6 | 15.9059 | 26.51% | 0 | 0 | 0 | 0 | 0 | 0 | 0
| 2185 | 1.1333 | 3.228 | 0 | 28.8 | 0 | 28.8 | 0.9867 | 0 | 1.1333 | 5 | 14.1256 | 23.54% | 0 | 0 | 0 | 0 | 0 | 0 | 0
| 2186 | 1.1333 | 3.228 | 0 | 28.5 | 0 | 28.5 | 0.98775 | 0 | 1.1333 | 4 | 12.931 | 21.55% | 0 | 0 | 0 | 0 | 0.25 | 0 | 0
| 2187 | 0.022222 | 3.228 | 0 | 28.1 | 0 | 28.1 | 0.98915 | 0 | 0.022222 | 3 | 12 | 20% | 0 | 0 | 0 | 0 | 0.02 | 0 | 0
| 2188 | 0.022222 | 3.228 | 0 | 27.8 | 0 | 27.8 | 0.9902 | 0 | 0.022222 | 2 | 12 | 20% | 0 | 0 | 0 | 0 | 0.02 | 0 | 0
| 2189 | 0.022222 | 3.228 | 0 | 27.5 | 0 | 27.5 | 0.99125 | 0 | 0.022222 | 1 | 12 | 20% | 0 | 0 | 0 | 0 | 0.02 | 0 | 0
| 2190 | 0.022222 | 3.228 | 0 | 27.1 | 0 | 27.1 | 0.99265 | 0 | 0.022222 | 0 | 12 | 20% | 0 | 0 | 0 | 0 | 0.02 | 0 | 0
| 2191 | 0.022222 | 3.228 | 16 | 26.8 | 15.4548 | 27.8 | 0.9902 | 0.30607 | -0.28384 | 0 | 12 | 20% | 0 | 0 | 0 | 0 | 0 | 0 | 0
| 2192 | 0.66667 | 3.228 | 178 | 28.4 | 171.9348 | 39.525 | 0.94916 | 3.2639 | -2.5972 | 0 | 12.2693 | 20.45% | 1 | 1 | 0.8 | 0 | 0 | 0 | 0
| 2193 | 0.77778 | 3.228 | 419 | 30.1 | 404.7229 | 56.2875 | 0.89049 | 7.2081 | -6.4303 | 0 | 14.7332 | 24.56% | 1 | 0 | 0 | 0 | 0 | 0 | 0
| 2194 | 1.0444 | 3.228 | 642 | 31.7 | 620.1244 | 71.825 | 0.83611 | 10.3699 | -9.3254 | 0 | 20.8335 | 34.72% | 1 | 0 | 0 | 0 | 0 | 0 | 0
| 2195 | 1.0444 | 3.228 | 795 | 32.7 | 767.911 | 82.3875 | 0.79914 | 12.2734 | -11.229 | 0 | 29.6804 | 49.47% | 1 | 0 | 0 | 0.47 | 0 | 0 | 0
| 2196 | 1.6 | 3.228 | 872 | 33.7 | 842.2873 | 88.2 | 0.7788 | 13.1195 | -11.5195 | 0 | 39.8882 | 66.48% | 1 | 0 | 0 | 0.76 | 0 | 0 | 0
| 2197 | 1.3778 | 3.228 | 871 | 34.7 | 841.3214 | 89.1375 | 0.77552 | 13.0492 | -11.6714 | 0 | 50.0961 | 83.49% | 1 | 0 | 0 | 1.23 | 0 | 0 | 0
| 2198 | 1.1111 | 3.228 | 853 | 34.9 | 823.9347 | 88.2125 | 0.77876 | 12.8329 | -11.7218 | 0 | 60 | 100% | 1 | 0 | 0 | 11.72 | 0 | 0 | 0
| 2199 | 1.1111 | 3.228 | 756 | 35.2 | 730.2399 | 82.45 | 0.79892 | 11.6681 | -10.557 | 0 | 60 | 100% | 0 | 0 | 0 | 10.56 | 0 | 0 | 0
| 2200 | 1 | 3.228 | 586 | 35.4 | 566.0325 | 72.025 | 0.83541 | 9.4574 | -8.4574 | 0 | 60 | 100% | 0 | 0 | 0 | 8.46 | 0 | 0 | 0
| 2201 | 0.44444 | 3.228 | 352 | 34.1 | 340.0059 | 56.1 | 0.89115 | 6.0599 | -5.6155 | 0 | 60 | 100% | 0 | 0 | 0 | 5.62 | 0 | 0 | 0
| 2202 | 0.44444 | 3.228 | 118 | 32.7 | 113.9792 | 40.075 | 0.94724 | 2.1593 | -1.7149 | 0 | 60 | 100% | 0 | 0 | 0 | 1.71 | 0 | 0 | 0
| 2203 | 7.7444 | 7.7444 | 6 | 31.4 | 5.7956 | 31.775 | 0.97629 | 0.11316 | 7.6313 | 11 | 60 | 100% | 0 | 0 | 0 | 0 | 0 | 0 | 0
| 2204 | 8.9667 | 8.9667 | 0 | 30.4 | 0 | 30.4 | 0.9811 | 0 | 8.9667 | 10 | 51.9559 | 86.59% | 0 | 0 | 0 | 0 | 0 | 0 | 0
| 2205 | 8.9667 | 8.9667 | 0 | 29.5 | 0 | 29.5 | 0.98425 | 0 | 8.9667 | 9 | 42.5042 | 70.84% | 0 | 0 | 0 | 0 | 0 | 0 | 0
| 2206 | 8.9667 | 8.9667 | 0 | 28.5 | 0 | 28.5 | 0.98775 | 0 | 8.9667 | 8 | 33.0525 | 55.09% | 0 | 0 | 0 | 0 | 0 | 0 | 0
| 2207 | 7.3 | 7.3 | 0 | 28.3 | 0 | 28.3 | 0.98845 | 0 | 7.3 | 7 | 23.6008 | 39.33% | 0 | 0 | 0 | 0 | 0 | 0 | 0
| 2208 | 1.6889 | 3.228 | 0 | 28.2 | 0 | 28.2 | 0.9888 | 0 | 1.6889 | 6 | 15.906 | 26.51% | 0 | 0 | 0 | 0 | 0 | 0 | 0
| 2209 | 1.1333 | 3.228 | 0 | 28 | 0 | 28 | 0.9895 | 0 | 1.1333 | 5 | 14.1257 | 23.54% | 0 | 0 | 0 | 0 | 0 | 0 | 0
| 2210 | 1.1333 | 3.228 | 0 | 27.7 | 0 | 27.7 | 0.99055 | 0 | 1.1333 | 4 | 12.9311 | 21.55% | 0 | 0 | 0 | 0 | 0.25 | 0 | 0
| 2211 | 0.022222 | 3.228 | 0 | 27.5 | 0 | 27.5 | 0.99125 | 0 | 0.022222 | 3 | 12 | 20% | 0 | 0 | 0 | 0 | 0.02 | 0 | 0
| 2212 | 0.022222 | 3.228 | 0 | 27.2 | 0 | 27.2 | 0.9923 | 0 | 0.022222 | 2 | 12 | 20% | 0 | 0 | 0 | 0 | 0.02 | 0 | 0
| 2213 | 0.022222 | 3.228 | 0 | 27.1 | 0 | 27.1 | 0.99265 | 0 | 0.022222 | 1 | 12 | 20% | 0 | 0 | 0 | 0 | 0.02 | 0 | 0
| 2214 | 0.022222 | 3.228 | 0 | 26.9 | 0 | 26.9 | 0.99335 | 0 | 0.022222 | 0 | 12 | 20% | 0 | 0 | 0 | 0 | 0.02 | 0 | 0
| 2215 | 0.022222 | 3.228 | 13 | 26.8 | 12.557 | 27.6125 | 0.99086 | 0.24884 | -0.22662 | 0 | 12 | 20% | 0 | 0 | 0 | 0 | 0 | 0 | 0
| 2216 | 0.66667 | 3.228 | 145 | 28.5 | 140.0592 | 37.5625 | 0.95603 | 2.678 | -2.0114 | 0 | 12.215 | 20.36% | 1 | 1 | 0.8 | 0 | 0 | 0 | 0
| 2217 | 0.77778 | 3.228 | 339 | 30.3 | 327.4489 | 51.4875 | 0.90729 | 5.9418 | -5.1641 | 0 | 14.1231 | 23.54% | 1 | 0 | 0 | 0 | 0 | 0 | 0
| 2218 | 1.0444 | 3.228 | 518 | 32 | 500.3496 | 64.375 | 0.86219 | 8.6279 | -7.5835 | 0 | 19.0222 | 31.7% | 1 | 0 | 0 | 0 | 0 | 0 | 0
| 2219 | 1.0444 | 3.228 | 775 | 33.1 | 748.5925 | 81.5375 | 0.80212 | 12.0092 | -10.9648 | 0 | 26.2165 | 43.69% | 1 | 0 | 0 | 0.2 | 0 | 0 | 0
| 2220 | 1.6 | 3.228 | 952 | 34.3 | 919.5614 | 93.8 | 0.7592 | 13.9626 | -12.3626 | 0 | 36.4243 | 60.71% | 1 | 0 | 0 | 1.6 | 0 | 0 | 0
| 2221 | 1.3778 | 3.228 | 1019 | 35.4 | 984.2784 | 99.0875 | 0.74069 | 14.581 | -13.2032 | 0 | 46.6322 | 77.72% | 1 | 0 | 0 | 2.44 | 0 | 0 | 0
| 2222 | 1.1111 | 3.228 | 959 | 35.9 | 926.3229 | 95.8375 | 0.75207 | 13.9332 | -12.8221 | 0 | 56.84 | 94.73% | 1 | 0 | 0 | 9.49 | 0 | 0 | 0
| 2223 | 1.1111 | 3.228 | 819 | 36.3 | 791.0933 | 87.4875 | 0.78129 | 12.3615 | -11.2504 | 0 | 60 | 100% | 1 | 0 | 0 | 11.25 | 0 | 0 | 0
| 2224 | 1 | 3.228 | 613 | 36.8 | 592.1125 | 75.1125 | 0.82461 | 9.7652 | -8.7652 | 0 | 60 | 100% | 0 | 0 | 0 | 8.77 | 0 | 0 | 0
| 2225 | 0.44444 | 3.228 | 358 | 35.8 | 345.8014 | 58.175 | 0.88389 | 6.113 | -5.6685 | 0 | 60 | 100% | 0 | 0 | 0 | 5.67 | 0 | 0 | 0
| 2226 | 0.44444 | 3.228 | 115 | 34.7 | 111.0815 | 41.8875 | 0.94089 | 2.0903 | -1.6459 | 0 | 60 | 100% | 0 | 0 | 0 | 1.65 | 0 | 0 | 0
| 2227 | 7.7444 | 7.7444 | 5 | 33.7 | 4.8296 | 34.0125 | 0.96846 | 0.093546 | 7.6509 | 11 | 60 | 100% | 0 | 0 | 0 | 0 | 0 | 0 | 0
| 2228 | 8.9667 | 8.9667 | 0 | 32.6 | 0 | 32.6 | 0.9734 | 0 | 8.9667 | 10 | 51.9352 | 86.56% | 0 | 0 | 0 | 0 | 0 | 0 | 0
| 2229 | 8.9667 | 8.9667 | 0 | 31.4 | 0 | 31.4 | 0.9776 | 0 | 8.9667 | 9 | 42.4835 | 70.81% | 0 | 0 | 0 | 0 | 0 | 0 | 0
| 2230 | 8.9667 | 8.9667 | 0 | 30.3 | 0 | 30.3 | 0.98145 | 0 | 8.9667 | 8 | 33.0319 | 55.05% | 0 | 0 | 0 | 0 | 0 | 0 | 0
| 2231 | 7.3 | 7.3 | 0 | 30 | 0 | 30 | 0.9825 | 0 | 7.3 | 7 | 23.5802 | 39.3% | 0 | 0 | 0 | 0 | 0 | 0 | 0
| 2232 | 1.6889 | 3.228 | 0 | 29.7 | 0 | 29.7 | 0.98355 | 0 | 1.6889 | 6 | 15.8853 | 26.48% | 0 | 0 | 0 | 0 | 0 | 0 | 0
| 2233 | 1.1333 | 3.228 | 0 | 29.4 | 0 | 29.4 | 0.9846 | 0 | 1.1333 | 5 | 14.105 | 23.51% | 0 | 0 | 0 | 0 | 0 | 0 | 0
| 2234 | 1.1333 | 3.228 | 0 | 29.3 | 0 | 29.3 | 0.98495 | 0 | 1.1333 | 4 | 12.9104 | 21.52% | 0 | 0 | 0 | 0 | 0.27 | 0 | 0
| 2235 | 0.022222 | 3.228 | 0 | 29.1 | 0 | 29.1 | 0.98565 | 0 | 0.022222 | 3 | 12 | 20% | 0 | 0 | 0 | 0 | 0.02 | 0 | 0
| 2236 | 0.022222 | 3.228 | 0 | 29 | 0 | 29 | 0.986 | 0 | 0.022222 | 2 | 12 | 20% | 0 | 0 | 0 | 0 | 0.02 | 0 | 0
| 2237 | 0.022222 | 3.228 | 0 | 28.8 | 0 | 28.8 | 0.9867 | 0 | 0.022222 | 1 | 12 | 20% | 0 | 0 | 0 | 0 | 0.02 | 0 | 0
| 2238 | 0.022222 | 3.228 | 0 | 28.7 | 0 | 28.7 | 0.98705 | 0 | 0.022222 | 0 | 12 | 20% | 0 | 0 | 0 | 0 | 0.02 | 0 | 0
| 2239 | 0.022222 | 3.228 | 16 | 28.5 | 15.4548 | 29.5 | 0.98425 | 0.30423 | -0.28201 | 0 | 12 | 20% | 0 | 0 | 0 | 0 | 0 | 0 | 0
| 2240 | 0.66667 | 3.228 | 168 | 29.7 | 162.2755 | 40.2 | 0.9468 | 3.0728 | -2.4062 | 0 | 12.2675 | 20.45% | 1 | 1 | 0.8 | 0 | 0 | 0 | 0
| 2241 | 0.77778 | 3.228 | 389 | 31 | 375.7451 | 55.3125 | 0.89391 | 6.7176 | -5.9398 | 0 | 14.5502 | 24.25% | 1 | 0 | 0 | 0 | 0 | 0 | 0
| 2242 | 1.0444 | 3.228 | 596 | 32.7 | 575.6918 | 69.95 | 0.84267 | 9.7024 | -8.658 | 0 | 20.1853 | 33.64% | 1 | 0 | 0 | 0 | 0 | 0 | 0
| 2243 | 1.0444 | 3.228 | 778 | 34 | 751.4903 | 82.625 | 0.79831 | 11.9985 | -10.954 | 0 | 28.3989 | 47.33% | 1 | 0 | 0 | 0.19 | 0 | 0 | 0
| 2244 | 1.6 | 3.228 | 900 | 35.3 | 869.3332 | 91.55 | 0.76707 | 13.3369 | -11.7369 | 0 | 38.6068 | 64.34% | 1 | 0 | 0 | 0.98 | 0 | 0 | 0
| 2245 | 1.3778 | 3.228 | 949 | 36.6 | 916.6636 | 95.9125 | 0.75181 | 13.7831 | -12.4053 | 0 | 48.8146 | 81.36% | 1 | 0 | 0 | 1.65 | 0 | 0 | 0
| 2246 | 1.1111 | 3.228 | 879 | 37 | 849.0488 | 91.9375 | 0.76572 | 13.0027 | -11.8915 | 0 | 59.0224 | 98.37% | 1 | 0 | 0 | 10.86 | 0 | 0 | 0
| 2247 | 1.1111 | 3.228 | 738 | 37.5 | 712.8533 | 83.625 | 0.79481 | 11.3317 | -10.2206 | 0 | 60 | 100% | 1 | 0 | 0 | 10.22 | 0 | 0 | 0
| 2248 | 1 | 3.228 | 541 | 37.9 | 522.5659 | 71.7125 | 0.83651 | 8.7426 | -7.7426 | 0 | 60 | 100% | 0 | 0 | 0 | 7.74 | 0 | 0 | 0
| 2249 | 0.44444 | 3.228 | 299 | 36.5 | 288.8118 | 55.1875 | 0.89434 | 5.1659 | -4.7215 | 0 | 60 | 100% | 0 | 0 | 0 | 4.72 | 0 | 0 | 0
| 2250 | 0.44444 | 3.228 | 89 | 35 | 85.9674 | 40.5625 | 0.94553 | 1.6257 | -1.1813 | 0 | 60 | 100% | 0 | 0 | 0 | 1.18 | 0 | 0 | 0
| 2251 | 7.7444 | 7.7444 | 4 | 33.6 | 3.8637 | 33.85 | 0.96903 | 0.074881 | 7.6696 | 11 | 60 | 100% | 0 | 0 | 0 | 0 | 0 | 0 | 0
| 2252 | 8.9667 | 8.9667 | 0 | 32.8 | 0 | 32.8 | 0.9727 | 0 | 8.9667 | 10 | 51.9156 | 86.53% | 0 | 0 | 0 | 0 | 0 | 0 | 0
| 2253 | 8.9667 | 8.9667 | 0 | 31.9 | 0 | 31.9 | 0.97585 | 0 | 8.9667 | 9 | 42.4639 | 70.77% | 0 | 0 | 0 | 0 | 0 | 0 | 0
| 2254 | 8.9667 | 8.9667 | 0 | 31.1 | 0 | 31.1 | 0.97865 | 0 | 8.9667 | 8 | 33.0122 | 55.02% | 0 | 0 | 0 | 0 | 0 | 0 | 0
| 2255 | 7.3 | 7.3 | 0 | 30.6 | 0 | 30.6 | 0.9804 | 0 | 7.3 | 7 | 23.5605 | 39.27% | 0 | 0 | 0 | 0 | 0 | 0 | 0
| 2256 | 1.6889 | 3.228 | 0 | 30 | 0 | 30 | 0.9825 | 0 | 1.6889 | 6 | 15.8656 | 26.44% | 0 | 0 | 0 | 0 | 0 | 0 | 0
| 2257 | 1.1333 | 3.228 | 0 | 29.5 | 0 | 29.5 | 0.98425 | 0 | 1.1333 | 5 | 14.0854 | 23.48% | 0 | 0 | 0 | 0 | 0 | 0 | 0
| 2258 | 1.1333 | 3.228 | 0 | 29.3 | 0 | 29.3 | 0.98495 | 0 | 1.1333 | 4 | 12.8907 | 21.48% | 0 | 0 | 0 | 0 | 0.29 | 0 | 0
| 2259 | 0.022222 | 3.228 | 0 | 29.2 | 0 | 29.2 | 0.9853 | 0 | 0.022222 | 3 | 12 | 20% | 0 | 0 | 0 | 0 | 0.02 | 0 | 0
| 2260 | 0.022222 | 3.228 | 0 | 29 | 0 | 29 | 0.986 | 0 | 0.022222 | 2 | 12 | 20% | 0 | 0 | 0 | 0 | 0.02 | 0 | 0
| 2261 | 0.022222 | 3.228 | 0 | 28.6 | 0 | 28.6 | 0.9874 | 0 | 0.022222 | 1 | 12 | 20% | 0 | 0 | 0 | 0 | 0.02 | 0 | 0
| 2262 | 0.022222 | 3.228 | 0 | 28.1 | 0 | 28.1 | 0.98915 | 0 | 0.022222 | 0 | 12 | 20% | 0 | 0 | 0 | 0 | 0.02 | 0 | 0
| 2263 | 0.022222 | 3.228 | 18 | 27.7 | 17.3867 | 28.825 | 0.98661 | 0.34308 | -0.32086 | 0 | 12 | 20% | 0 | 0 | 0 | 0 | 0 | 0 | 0
| 2264 | 0.66667 | 3.228 | 185 | 29.3 | 178.6963 | 40.8625 | 0.94448 | 3.3755 | -2.7088 | 0 | 12.3044 | 20.51% | 1 | 1 | 0.8 | 0 | 0 | 0 | 0
| 2265 | 0.77778 | 3.228 | 392 | 31 | 378.6429 | 55.5 | 0.89325 | 6.7645 | -5.9867 | 0 | 14.8742 | 24.79% | 1 | 0 | 0 | 0 | 0 | 0 | 0
| 2266 | 1.0444 | 3.228 | 520 | 32.6 | 502.2814 | 65.1 | 0.85965 | 8.6357 | -7.5913 | 0 | 20.5537 | 34.26% | 1 | 0 | 0 | 0 | 0 | 0 | 0
| 2267 | 1.0444 | 3.228 | 656 | 34 | 633.6473 | 75 | 0.825 | 10.4552 | -9.4107 | 0 | 27.7554 | 46.26% | 1 | 0 | 0 | 0 | 0 | 0 | 0
| 2268 | 1.6 | 3.228 | 738 | 35.4 | 712.8533 | 81.525 | 0.80216 | 11.4365 | -9.8365 | 0 | 36.6832 | 61.14% | 1 | 0 | 0 | 0 | 0 | 0 | 0
| 2269 | 1.3778 | 3.228 | 760 | 36.8 | 734.1036 | 84.3 | 0.79245 | 11.6348 | -10.257 | 0 | 46.0149 | 76.69% | 1 | 0 | 0 | 0 | 0 | 0 | 0
| 2270 | 1.1111 | 3.228 | 720 | 36.7 | 695.4666 | 81.7 | 0.80155 | 11.149 | -10.0379 | 0 | 55.7456 | 92.91% | 1 | 0 | 0 | 5.55 | 0 | 0 | 0
| 2271 | 1.1111 | 3.228 | 621 | 36.7 | 599.8399 | 75.5125 | 0.82321 | 9.8758 | -8.7647 | 0 | 60 | 100% | 1 | 0 | 0 | 8.76 | 0 | 0 | 0
| 2272 | 1 | 3.228 | 470 | 36.6 | 453.9851 | 65.975 | 0.85659 | 7.7776 | -6.7776 | 0 | 60 | 100% | 0 | 0 | 0 | 6.78 | 0 | 0 | 0
| 2273 | 0.44444 | 3.228 | 283 | 35.8 | 273.357 | 53.4875 | 0.90029 | 4.922 | -4.4776 | 0 | 60 | 100% | 0 | 0 | 0 | 4.48 | 0 | 0 | 0
| 2274 | 0.44444 | 3.228 | 95 | 35 | 91.763 | 40.9375 | 0.94422 | 1.7329 | -1.2884 | 0 | 60 | 100% | 0 | 0 | 0 | 1.29 | 0 | 0 | 0
| 2275 | 7.7444 | 7.7444 | 5 | 34.2 | 4.8296 | 34.5125 | 0.96671 | 0.093377 | 7.6511 | 11 | 60 | 100% | 0 | 0 | 0 | 0 | 0 | 0 | 0
| 2276 | 8.9667 | 8.9667 | 0 | 33.3 | 0 | 33.3 | 0.97095 | 0 | 8.9667 | 10 | 51.9351 | 86.56% | 0 | 0 | 0 | 0 | 0 | 0 | 0
| 2277 | 8.9667 | 8.9667 | 0 | 32.3 | 0 | 32.3 | 0.97445 | 0 | 8.9667 | 9 | 42.4834 | 70.81% | 0 | 0 | 0 | 0 | 0 | 0 | 0
| 2278 | 8.9667 | 8.9667 | 0 | 31.4 | 0 | 31.4 | 0.9776 | 0 | 8.9667 | 8 | 33.0317 | 55.05% | 0 | 0 | 0 | 0 | 0 | 0 | 0
| 2279 | 7.3 | 7.3 | 0 | 30.9 | 0 | 30.9 | 0.97935 | 0 | 7.3 | 7 | 23.58 | 39.3% | 0 | 0 | 0 | 0 | 0 | 0 | 0
| 2280 | 1.6889 | 3.228 | 0 | 30.3 | 0 | 30.3 | 0.98145 | 0 | 1.6889 | 6 | 15.8851 | 26.48% | 0 | 0 | 0 | 0 | 0 | 0 | 0
| 2281 | 1.1333 | 3.228 | 0 | 29.8 | 0 | 29.8 | 0.9832 | 0 | 1.1333 | 5 | 14.1049 | 23.51% | 0 | 0 | 0 | 0 | 0 | 0 | 0
| 2282 | 1.1333 | 3.228 | 0 | 29.5 | 0 | 29.5 | 0.98425 | 0 | 1.1333 | 4 | 12.9102 | 21.52% | 0 | 0 | 0 | 0 | 0.27 | 0 | 0
| 2283 | 0.022222 | 3.228 | 0 | 29.3 | 0 | 29.3 | 0.98495 | 0 | 0.022222 | 3 | 12 | 20% | 0 | 0 | 0 | 0 | 0.02 | 0 | 0
| 2284 | 0.022222 | 3.228 | 0 | 29 | 0 | 29 | 0.986 | 0 | 0.022222 | 2 | 12 | 20% | 0 | 0 | 0 | 0 | 0.02 | 0 | 0
| 2285 | 0.022222 | 3.228 | 0 | 29 | 0 | 29 | 0.986 | 0 | 0.022222 | 1 | 12 | 20% | 0 | 0 | 0 | 0 | 0.02 | 0 | 0
| 2286 | 0.022222 | 3.228 | 0 | 29.1 | 0 | 29.1 | 0.98565 | 0 | 0.022222 | 0 | 12 | 20% | 0 | 0 | 0 | 0 | 0.02 | 0 | 0
| 2287 | 0.022222 | 3.228 | 17 | 29.1 | 16.4207 | 30.1625 | 0.98193 | 0.32248 | -0.30026 | 0 | 12 | 20% | 0 | 0 | 0 | 0 | 0 | 0 | 0
| 2288 | 0.66667 | 3.228 | 166 | 30.5 | 160.3437 | 40.875 | 0.94444 | 3.0287 | -2.362 | 0 | 12.2849 | 20.47% | 1 | 1 | 0.8 | 0 | 0 | 0 | 0
| 2289 | 0.77778 | 3.228 | 363 | 31.9 | 350.6311 | 54.5875 | 0.89644 | 6.2864 | -5.5086 | 0 | 14.5257 | 24.21% | 1 | 0 | 0 | 0 | 0 | 0 | 0
| 2290 | 1.0444 | 3.228 | 522 | 33.3 | 504.2133 | 65.925 | 0.85676 | 8.6398 | -7.5954 | 0 | 19.7516 | 32.92% | 1 | 0 | 0 | 0 | 0 | 0 | 0
| 2291 | 1.0444 | 3.228 | 658 | 34.3 | 635.5792 | 75.425 | 0.82351 | 10.4681 | -9.4237 | 0 | 26.9572 | 44.93% | 1 | 0 | 0 | 0 | 0 | 0 | 0
| 2292 | 1.6 | 3.228 | 740 | 35.4 | 714.7851 | 81.65 | 0.80173 | 11.4612 | -9.8612 | 0 | 35.8973 | 59.83% | 1 | 0 | 0 | 0 | 0 | 0 | 0
| 2293 | 1.3778 | 3.228 | 761 | 36.4 | 735.0696 | 83.9625 | 0.79363 | 11.6675 | -10.2897 | 0 | 45.2525 | 75.42% | 1 | 0 | 0 | 0 | 0 | 0 | 0
| 2294 | 1.1111 | 3.228 | 721 | 36.3 | 696.4325 | 81.3625 | 0.80273 | 11.181 | -10.0699 | 0 | 55.0142 | 91.69% | 1 | 0 | 0 | 4.81 | 0 | 0 | 0
| 2295 | 1.1111 | 3.228 | 622 | 36.1 | 600.8059 | 74.975 | 0.82509 | 9.9143 | -8.8032 | 0 | 60 | 100% | 1 | 0 | 0 | 8.8 | 0 | 0 | 0
| 2296 | 1 | 3.228 | 471 | 36 | 454.9511 | 65.4375 | 0.85847 | 7.8112 | -6.8112 | 0 | 60 | 100% | 0 | 0 | 0 | 6.81 | 0 | 0 | 0
| 2297 | 0.44444 | 3.228 | 267 | 34.8 | 257.9022 | 51.4875 | 0.90729 | 4.6799 | -4.2354 | 0 | 60 | 100% | 0 | 0 | 0 | 4.24 | 0 | 0 | 0
| 2298 | 0.44444 | 3.228 | 83 | 33.6 | 80.1718 | 38.7875 | 0.95174 | 1.5261 | -1.0816 | 0 | 60 | 100% | 0 | 0 | 0 | 1.08 | 0 | 0 | 0
| 2299 | 7.7444 | 7.7444 | 4 | 32.4 | 3.8637 | 32.65 | 0.97323 | 0.075205 | 7.6692 | 11 | 60 | 100% | 0 | 0 | 0 | 0 | 0 | 0 | 0
| 2300 | 8.9667 | 8.9667 | 0 | 31.9 | 0 | 31.9 | 0.97585 | 0 | 8.9667 | 10 | 51.9159 | 86.53% | 0 | 0 | 0 | 0 | 0 | 0 | 0
| 2301 | 8.9667 | 8.9667 | 0 | 31.5 | 0 | 31.5 | 0.97725 | 0 | 8.9667 | 9 | 42.4642 | 70.77% | 0 | 0 | 0 | 0 | 0 | 0 | 0
| 2302 | 8.9667 | 8.9667 | 0 | 31 | 0 | 31 | 0.979 | 0 | 8.9667 | 8 | 33.0125 | 55.02% | 0 | 0 | 0 | 0 | 0 | 0 | 0
| 2303 | 7.3 | 7.3 | 0 | 30.5 | 0 | 30.5 | 0.98075 | 0 | 7.3 | 7 | 23.5608 | 39.27% | 0 | 0 | 0 | 0 | 0 | 0 | 0
| 2304 | 1.6889 | 3.228 | 0 | 30 | 0 | 30 | 0.9825 | 0 | 1.6889 | 6 | 15.8659 | 26.44% | 0 | 0 | 0 | 0 | 0 | 0 | 0
| 2305 | 1.1333 | 3.228 | 0 | 29.5 | 0 | 29.5 | 0.98425 | 0 | 1.1333 | 5 | 14.0857 | 23.48% | 0 | 0 | 0 | 0 | 0 | 0 | 0
| 2306 | 1.1333 | 3.228 | 0 | 28.8 | 0 | 28.8 | 0.9867 | 0 | 1.1333 | 4 | 12.8911 | 21.49% | 0 | 0 | 0 | 0 | 0.29 | 0 | 0
| 2307 | 0.022222 | 3.228 | 0 | 28.2 | 0 | 28.2 | 0.9888 | 0 | 0.022222 | 3 | 12 | 20% | 0 | 0 | 0 | 0 | 0.02 | 0 | 0
| 2308 | 0.022222 | 3.228 | 0 | 27.5 | 0 | 27.5 | 0.99125 | 0 | 0.022222 | 2 | 12 | 20% | 0 | 0 | 0 | 0 | 0.02 | 0 | 0
| 2309 | 0.022222 | 3.228 | 0 | 27.7 | 0 | 27.7 | 0.99055 | 0 | 0.022222 | 1 | 12 | 20% | 0 | 0 | 0 | 0 | 0.02 | 0 | 0
| 2310 | 0.022222 | 3.228 | 0 | 27.8 | 0 | 27.8 | 0.9902 | 0 | 0.022222 | 0 | 12 | 20% | 0 | 0 | 0 | 0 | 0.02 | 0 | 0
| 2311 | 0.022222 | 3.228 | 15 | 28 | 14.4889 | 28.9375 | 0.98622 | 0.28578 | -0.26356 | 0 | 12 | 20% | 0 | 0 | 0 | 0 | 0 | 0 | 0
| 2312 | 0.66667 | 3.228 | 161 | 29.4 | 155.5141 | 39.4625 | 0.94938 | 2.9528 | -2.2862 | 0 | 12.25 | 20.42% | 1 | 1 | 0.8 | 0 | 0 | 0 | 0
| 2313 | 0.77778 | 3.228 | 381 | 30.7 | 368.0177 | 54.5125 | 0.89671 | 6.6001 | -5.8223 | 0 | 14.4189 | 24.03% | 1 | 0 | 0 | 0 | 0 | 0 | 0
| 2314 | 1.0444 | 3.228 | 598 | 32.1 | 577.6236 | 69.475 | 0.84434 | 9.7542 | -8.7097 | 0 | 19.9424 | 33.24% | 1 | 0 | 0 | 0 | 0 | 0 | 0
| 2315 | 1.0444 | 3.228 | 693 | 33 | 669.3866 | 76.3125 | 0.82041 | 10.9834 | -9.9389 | 0 | 28.2052 | 47.01% | 1 | 0 | 0 | 0 | 0 | 0 | 0
| 2316 | 1.6 | 3.228 | 695 | 33.9 | 671.3184 | 77.3375 | 0.81682 | 10.9669 | -9.3669 | 0 | 37.6341 | 62.72% | 1 | 0 | 0 | 0 | 0 | 0 | 0
| 2317 | 1.3778 | 3.228 | 609 | 34.8 | 588.2488 | 72.8625 | 0.83248 | 9.7941 | -8.4163 | 0 | 46.5203 | 77.53% | 1 | 0 | 0 | 0 | 0 | 0 | 0
| 2318 | 1.1111 | 3.228 | 678 | 35 | 654.8977 | 77.375 | 0.81669 | 10.6969 | -9.5858 | 0 | 54.5048 | 90.84% | 1 | 0 | 0 | 3.79 | 0 | 0 | 0
| 2319 | 1.1111 | 3.228 | 655 | 35.3 | 632.6814 | 76.2375 | 0.82067 | 10.3844 | -9.2733 | 0 | 60 | 100% | 1 | 0 | 0 | 9.27 | 0 | 0 | 0
| 2320 | 1 | 3.228 | 540 | 35.5 | 521.5999 | 69.25 | 0.84513 | 8.8163 | -7.8163 | 0 | 60 | 100% | 0 | 0 | 0 | 7.82 | 0 | 0 | 0
| 2321 | 0.44444 | 3.228 | 313 | 34.4 | 302.3348 | 53.9625 | 0.89863 | 5.4337 | -4.9893 | 0 | 60 | 100% | 0 | 0 | 0 | 4.99 | 0 | 0 | 0
| 2322 | 0.44444 | 3.228 | 101 | 33.3 | 97.5585 | 39.6125 | 0.94886 | 1.8514 | -1.4069 | 0 | 60 | 100% | 0 | 0 | 0 | 1.41 | 0 | 0 | 0
| 2323 | 7.7444 | 7.7444 | 5 | 32.2 | 4.8296 | 32.5125 | 0.97371 | 0.094053 | 7.6504 | 11 | 60 | 100% | 0 | 0 | 0 | 0 | 0 | 0 | 0
| 2324 | 8.9667 | 8.9667 | 0 | 31.7 | 0 | 31.7 | 0.97655 | 0 | 8.9667 | 10 | 51.9358 | 86.56% | 0 | 0 | 0 | 0 | 0 | 0 | 0
| 2325 | 8.9667 | 8.9667 | 0 | 31.1 | 0 | 31.1 | 0.97865 | 0 | 8.9667 | 9 | 42.4841 | 70.81% | 0 | 0 | 0 | 0 | 0 | 0 | 0
| 2326 | 8.9667 | 8.9667 | 0 | 30.6 | 0 | 30.6 | 0.9804 | 0 | 8.9667 | 8 | 33.0324 | 55.05% | 0 | 0 | 0 | 0 | 0 | 0 | 0
| 2327 | 7.3 | 7.3 | 0 | 30.3 | 0 | 30.3 | 0.98145 | 0 | 7.3 | 7 | 23.5807 | 39.3% | 0 | 0 | 0 | 0 | 0 | 0 | 0
| 2328 | 1.6889 | 3.228 | 0 | 30.1 | 0 | 30.1 | 0.98215 | 0 | 1.6889 | 6 | 15.8858 | 26.48% | 0 | 0 | 0 | 0 | 0 | 0 | 0
| 2329 | 1.1333 | 3.228 | 0 | 29.8 | 0 | 29.8 | 0.9832 | 0 | 1.1333 | 5 | 14.1056 | 23.51% | 0 | 0 | 0 | 0 | 0 | 0 | 0
| 2330 | 1.1333 | 3.228 | 0 | 29.3 | 0 | 29.3 | 0.98495 | 0 | 1.1333 | 4 | 12.9109 | 21.52% | 0 | 0 | 0 | 0 | 0.27 | 0 | 0
| 2331 | 0.022222 | 3.228 | 0 | 28.9 | 0 | 28.9 | 0.98635 | 0 | 0.022222 | 3 | 12 | 20% | 0 | 0 | 0 | 0 | 0.02 | 0 | 0
| 2332 | 0.022222 | 3.228 | 0 | 28.4 | 0 | 28.4 | 0.9881 | 0 | 0.022222 | 2 | 12 | 20% | 0 | 0 | 0 | 0 | 0.02 | 0 | 0
| 2333 | 0.022222 | 3.228 | 0 | 27.9 | 0 | 27.9 | 0.98985 | 0 | 0.022222 | 1 | 12 | 20% | 0 | 0 | 0 | 0 | 0.02 | 0 | 0
| 2334 | 0.022222 | 3.228 | 0 | 27.5 | 0 | 27.5 | 0.99125 | 0 | 0.022222 | 0 | 12 | 20% | 0 | 0 | 0 | 0 | 0.02 | 0 | 0
| 2335 | 0.022222 | 3.228 | 8 | 27 | 7.7274 | 27.5 | 0.99125 | 0.1532 | -0.13097 | 0 | 12 | 20% | 0 | 0 | 0 | 0 | 0 | 0 | 0
| 2336 | 0.66667 | 3.228 | 84 | 27 | 81.1378 | 32.25 | 0.97462 | 1.5816 | -0.91491 | 0 | 12.1243 | 20.21% | 1 | 1 | 0.8 | 0 | 0 | 0 | 0
| 2337 | 0.77778 | 3.228 | 189 | 27 | 182.56 | 38.8125 | 0.95166 | 3.4747 | -2.6969 | 0 | 12.9922 | 21.65% | 1 | 0 | 0 | 0 | 0 | 0 | 0
| 2338 | 1.0444 | 3.228 | 285 | 27 | 275.2889 | 44.8125 | 0.93066 | 5.124 | -4.0795 | 0 | 15.5507 | 25.92% | 1 | 0 | 0 | 0 | 0 | 0 | 0
| 2339 | 1.0444 | 3.228 | 359 | 26.8 | 346.7674 | 49.2375 | 0.91517 | 6.347 | -5.3026 | 0 | 19.4209 | 32.37% | 1 | 0 | 0 | 0 | 0 | 0 | 0
| 2340 | 1.6 | 3.228 | 402 | 26.5 | 388.3022 | 51.625 | 0.90681 | 7.0423 | -5.4423 | 0 | 24.4514 | 40.75% | 1 | 0 | 0 | 0 | 0 | 0 | 0
| 2341 | 1.3778 | 3.228 | 413 | 26.3 | 398.9274 | 52.1125 | 0.90511 | 7.2214 | -5.8437 | 0 | 29.6144 | 49.36% | 1 | 0 | 0 | 0 | 0 | 0 | 0
| 2342 | 1.1111 | 3.228 | 391 | 27 | 377.677 | 51.4375 | 0.90747 | 6.8546 | -5.7435 | 0 | 35.1582 | 58.6% | 1 | 0 | 0 | 0 | 0 | 0 | 0
| 2343 | 1.1111 | 3.228 | 336 | 27.8 | 324.5511 | 48.8 | 0.9167 | 5.9503 | -4.8392 | 0 | 40.607 | 67.68% | 1 | 0 | 0 | 0 | 0 | 0 | 0
| 2344 | 1 | 3.228 | 254 | 28.5 | 245.3452 | 44.375 | 0.93219 | 4.5742 | -3.5742 | 0 | 45.1978 | 75.33% | 1 | 0 | 0 | 0 | 0 | 0 | 0
| 2345 | 0.44444 | 3.228 | 153 | 28.3 | 147.7867 | 37.8625 | 0.95498 | 2.8227 | -2.3782 | 0 | 48.5886 | 80.98% | 1 | 0 | 0 | 0 | 0 | 0 | 0
| 2346 | 0.44444 | 3.228 | 52 | 28 | 50.2281 | 31.25 | 0.97813 | 0.98259 | -0.53814 | 0 | 50.8448 | 84.74% | 1 | 0 | 0 | 0 | 0 | 0 | 0
| 2347 | 7.7444 | 7.7444 | 3 | 27.8 | 2.8978 | 27.9875 | 0.98954 | 0.05735 | 7.6871 | 11 | 51.3553 | 85.59% | 1 | 0 | 0 | 0 | 0 | 0 | 0
| 2348 | 8.9667 | 8.9667 | 0 | 27.5 | 0 | 27.5 | 0.99125 | 0 | 8.9667 | 10 | 43.2524 | 72.09% | 0 | 0 | 0 | 0 | 0 | 0 | 0
| 2349 | 8.9667 | 8.9667 | 0 | 27.2 | 0 | 27.2 | 0.9923 | 0 | 8.9667 | 9 | 33.8007 | 56.33% | 0 | 0 | 0 | 0 | 0 | 0 | 0
| 2350 | 8.9667 | 8.9667 | 0 | 26.9 | 0 | 26.9 | 0.99335 | 0 | 8.9667 | 8 | 24.349 | 40.58% | 0 | 0 | 0 | 0 | 0 | 0 | 0
| 2351 | 7.3 | 7.3 | 0 | 26.7 | 0 | 26.7 | 0.99405 | 0 | 7.3 | 7 | 14.8973 | 24.83% | 0 | 0 | 0 | 0 | 4.55 | 0 | 0
| 2352 | 1.6889 | 3.228 | 0 | 26.5 | 0 | 26.5 | 0.99475 | 0 | 1.6889 | 6 | 12 | 20% | 0 | 0 | 0 | 0 | 1.69 | 0 | 0
| 2353 | 1.1333 | 3.228 | 0 | 26.3 | 0 | 26.3 | 0.99545 | 0 | 1.1333 | 5 | 12 | 20% | 0 | 0 | 0 | 0 | 1.13 | 0 | 0
| 2354 | 1.1333 | 3.228 | 0 | 26.2 | 0 | 26.2 | 0.9958 | 0 | 1.1333 | 4 | 12 | 20% | 0 | 0 | 0 | 0 | 1.13 | 0 | 0
| 2355 | 0.022222 | 3.228 | 0 | 26 | 0 | 26 | 0.9965 | 0 | 0.022222 | 3 | 12 | 20% | 0 | 0 | 0 | 0 | 0.02 | 0 | 0
| 2356 | 0.022222 | 3.228 | 0 | 25.9 | 0 | 25.9 | 0.99685 | 0 | 0.022222 | 2 | 12 | 20% | 0 | 0 | 0 | 0 | 0.02 | 0 | 0
| 2357 | 0.022222 | 3.228 | 0 | 25.9 | 0 | 25.9 | 0.99685 | 0 | 0.022222 | 1 | 12 | 20% | 0 | 0 | 0 | 0 | 0.02 | 0 | 0
| 2358 | 0.022222 | 3.228 | 0 | 25.8 | 0 | 25.8 | 0.9972 | 0 | 0.022222 | 0 | 12 | 20% | 0 | 0 | 0 | 0 | 0.02 | 0 | 0
| 2359 | 0.022222 | 3.228 | 16 | 25.8 | 15.4548 | 26.8 | 0.9937 | 0.30715 | -0.28493 | 0 | 12 | 20% | 0 | 0 | 0 | 0 | 0 | 0 | 0
| 2360 | 0.66667 | 3.228 | 158 | 26.8 | 152.6163 | 36.675 | 0.95914 | 2.9276 | -2.2609 | 0 | 12.2703 | 20.45% | 1 | 1 | 0.8 | 0 | 0 | 0 | 0
| 2361 | 0.77778 | 3.228 | 352 | 27.8 | 340.0059 | 49.8 | 0.9132 | 6.2099 | -5.4321 | 0 | 14.4152 | 24.03% | 1 | 0 | 0 | 0 | 0 | 0 | 0
| 2362 | 1.0444 | 3.228 | 529 | 28.8 | 510.9748 | 61.8625 | 0.87098 | 8.901 | -7.8565 | 0 | 19.5685 | 32.61% | 1 | 0 | 0 | 0 | 0 | 0 | 0
| 2363 | 1.0444 | 3.228 | 664 | 30.4 | 641.3747 | 71.9 | 0.83585 | 10.7219 | -9.6774 | 0 | 27.0219 | 45.04% | 1 | 0 | 0 | 0 | 0 | 0 | 0
| 2364 | 1.6 | 3.228 | 745 | 31.9 | 719.6147 | 78.4625 | 0.81288 | 11.6992 | -10.0992 | 0 | 36.2027 | 60.34% | 1 | 0 | 0 | 0 | 0 | 0 | 0
| 2365 | 1.3778 | 3.228 | 766 | 33.5 | 739.8992 | 81.375 | 0.80269 | 11.8782 | -10.5004 | 0 | 45.7837 | 76.31% | 1 | 0 | 0 | 0 | 0 | 0 | 0
| 2366 | 1.1111 | 3.228 | 725 | 33.9 | 700.2962 | 79.2125 | 0.81026 | 11.3484 | -10.2373 | 0 | 55.7452 | 92.91% | 1 | 0 | 0 | 5.75 | 0 | 0 | 0
| 2367 | 1.1111 | 3.228 | 625 | 34.3 | 603.7036 | 73.3625 | 0.83073 | 10.0303 | -8.9192 | 0 | 60 | 100% | 1 | 0 | 0 | 8.92 | 0 | 0 | 0
| 2368 | 1 | 3.228 | 473 | 34.7 | 456.8829 | 64.2625 | 0.86258 | 7.882 | -6.882 | 0 | 60 | 100% | 0 | 0 | 0 | 6.88 | 0 | 0 | 0
| 2369 | 0.44444 | 3.228 | 249 | 33.6 | 240.5155 | 49.1625 | 0.91543 | 4.4035 | -3.9591 | 0 | 60 | 100% | 0 | 0 | 0 | 3.96 | 0 | 0 | 0
| 2370 | 0.44444 | 3.228 | 69 | 32.6 | 66.6489 | 36.9125 | 0.95831 | 1.2774 | -0.83296 | 0 | 60 | 100% | 0 | 0 | 0 | 0.83 | 0 | 0 | 0
| 2371 | 7.7444 | 7.7444 | 3 | 31.5 | 2.8978 | 31.6875 | 0.97659 | 0.056599 | 7.6878 | 11 | 60 | 100% | 0 | 0 | 0 | 0 | 0 | 0 | 0
| 2372 | 8.9667 | 8.9667 | 0 | 30.4 | 0 | 30.4 | 0.9811 | 0 | 8.9667 | 10 | 51.8963 | 86.49% | 0 | 0 | 0 | 0 | 0 | 0 | 0
| 2373 | 8.9667 | 8.9667 | 0 | 29.3 | 0 | 29.3 | 0.98495 | 0 | 8.9667 | 9 | 42.4446 | 70.74% | 0 | 0 | 0 | 0 | 0 | 0 | 0
| 2374 | 8.9667 | 8.9667 | 0 | 28.2 | 0 | 28.2 | 0.9888 | 0 | 8.9667 | 8 | 32.9929 | 54.99% | 0 | 0 | 0 | 0 | 0 | 0 | 0
| 2375 | 7.3 | 7.3 | 0 | 27.7 | 0 | 27.7 | 0.99055 | 0 | 7.3 | 7 | 23.5412 | 39.24% | 0 | 0 | 0 | 0 | 0 | 0 | 0
| 2376 | 1.6889 | 3.228 | 0 | 27.3 | 0 | 27.3 | 0.99195 | 0 | 1.6889 | 6 | 15.8463 | 26.41% | 0 | 0 | 0 | 0 | 0 | 0 | 0
| 2377 | 1.1333 | 3.228 | 0 | 26.8 | 0 | 26.8 | 0.9937 | 0 | 1.1333 | 5 | 14.0661 | 23.44% | 0 | 0 | 0 | 0 | 0 | 0 | 0
| 2378 | 1.1333 | 3.228 | 0 | 26.4 | 0 | 26.4 | 0.9951 | 0 | 1.1333 | 4 | 12.8715 | 21.45% | 0 | 0 | 0 | 0 | 0.31 | 0 | 0
| 2379 | 0.022222 | 3.228 | 0 | 25.9 | 0 | 25.9 | 0.99685 | 0 | 0.022222 | 3 | 12 | 20% | 0 | 0 | 0 | 0 | 0.02 | 0 | 0
| 2380 | 0.022222 | 3.228 | 0 | 25.5 | 0 | 25.5 | 0.99825 | 0 | 0.022222 | 2 | 12 | 20% | 0 | 0 | 0 | 0 | 0.02 | 0 | 0
| 2381 | 0.022222 | 3.228 | 0 | 26.1 | 0 | 26.1 | 0.99615 | 0 | 0.022222 | 1 | 12 | 20% | 0 | 0 | 0 | 0 | 0.02 | 0 | 0
| 2382 | 0.022222 | 3.228 | 0 | 26.8 | 0 | 26.8 | 0.9937 | 0 | 0.022222 | 0 | 12 | 20% | 0 | 0 | 0 | 0 | 0.02 | 0 | 0
| 2383 | 0.022222 | 3.228 | 20 | 27.4 | 19.3185 | 28.65 | 0.98723 | 0.38143 | -0.35921 | 0 | 12 | 20% | 0 | 0 | 0 | 0 | 0 | 0 | 0
| 2384 | 0.66667 | 3.228 | 202 | 28.4 | 195.117 | 41.025 | 0.94391 | 3.6835 | -3.0168 | 0 | 12.3408 | 20.57% | 1 | 1 | 0.8 | 0 | 0 | 0 | 0
| 2385 | 0.77778 | 3.228 | 455 | 29.4 | 439.4963 | 57.8375 | 0.88507 | 7.7797 | -7.0019 | 0 | 15.2028 | 25.34% | 1 | 0 | 0 | 0 | 0 | 0 | 0
| 2386 | 1.0444 | 3.228 | 692 | 30.4 | 668.4207 | 73.65 | 0.82973 | 11.0921 | -10.0477 | 0 | 21.8454 | 36.41% | 1 | 0 | 0 | 0 | 0 | 0 | 0
| 2387 | 1.0444 | 3.228 | 826 | 31.6 | 797.8547 | 83.225 | 0.79621 | 12.7052 | -11.6608 | 0 | 31.3774 | 52.3% | 1 | 0 | 0 | 0.9 | 0 | 0 | 0
| 2388 | 1.6 | 3.228 | 852 | 32.8 | 822.9688 | 86.05 | 0.78632 | 12.9424 | -11.3424 | 0 | 41.5852 | 69.31% | 1 | 0 | 0 | 0.58 | 0 | 0 | 0
| 2389 | 1.3778 | 3.228 | 765 | 34 | 738.9333 | 81.8125 | 0.80116 | 11.84 | -10.4622 | 0 | 51.7931 | 86.32% | 1 | 0 | 0 | 1.81 | 0 | 0 | 0
| 2390 | 1.1111 | 3.228 | 680 | 34.3 | 656.8296 | 76.8 | 0.8187 | 10.7549 | -9.6438 | 0 | 60 | 100% | 1 | 0 | 0 | 9.64 | 0 | 0 | 0
| 2391 | 1.1111 | 3.228 | 545 | 34.7 | 526.4296 | 68.7625 | 0.84683 | 8.9159 | -7.8048 | 0 | 60 | 100% | 0 | 0 | 0 | 7.8 | 0 | 0 | 0
| 2392 | 1 | 3.228 | 378 | 35 | 365.12 | 58.625 | 0.88231 | 6.443 | -5.443 | 0 | 60 | 100% | 0 | 0 | 0 | 5.44 | 0 | 0 | 0
| 2393 | 0.44444 | 3.228 | 268 | 35 | 258.8681 | 51.75 | 0.90638 | 4.6926 | -4.2482 | 0 | 60 | 100% | 0 | 0 | 0 | 4.25 | 0 | 0 | 0
| 2394 | 0.44444 | 3.228 | 102 | 33.8 | 98.5244 | 40.175 | 0.94689 | 1.8658 | -1.4214 | 0 | 60 | 100% | 0 | 0 | 0 | 1.42 | 0 | 0 | 0
| 2395 | 7.7444 | 7.7444 | 6 | 32.7 | 5.7956 | 33.075 | 0.97174 | 0.11264 | 7.6318 | 11 | 60 | 100% | 0 | 0 | 0 | 0 | 0 | 0 | 0
| 2396 | 8.9667 | 8.9667 | 0 | 31.9 | 0 | 31.9 | 0.97585 | 0 | 8.9667 | 10 | 51.9554 | 86.59% | 0 | 0 | 0 | 0 | 0 | 0 | 0
| 2397 | 8.9667 | 8.9667 | 0 | 31.2 | 0 | 31.2 | 0.9783 | 0 | 8.9667 | 9 | 42.5037 | 70.84% | 0 | 0 | 0 | 0 | 0 | 0 | 0
| 2398 | 8.9667 | 8.9667 | 0 | 30.4 | 0 | 30.4 | 0.9811 | 0 | 8.9667 | 8 | 33.052 | 55.09% | 0 | 0 | 0 | 0 | 0 | 0 | 0
| 2399 | 7.3 | 7.3 | 0 | 29.1 | 0 | 29.1 | 0.98565 | 0 | 7.3 | 7 | 23.6003 | 39.33% | 0 | 0 | 0 | 0 | 0 | 0 | 0
| 2400 | 1.6889 | 3.228 | 0 | 27.9 | 0 | 27.9 | 0.98985 | 0 | 1.6889 | 6 | 15.9054 | 26.51% | 0 | 0 | 0 | 0 | 0 | 0 | 0
| 2401 | 1.1333 | 3.228 | 0 | 26.6 | 0 | 26.6 | 0.9944 | 0 | 1.1333 | 5 | 14.1252 | 23.54% | 0 | 0 | 0 | 0 | 0 | 0 | 0
| 2402 | 1.1333 | 3.228 | 0 | 26.4 | 0 | 26.4 | 0.9951 | 0 | 1.1333 | 4 | 12.9305 | 21.55% | 0 | 0 | 0 | 0 | 0.25 | 0 | 0
| 2403 | 0.022222 | 3.228 | 0 | 26.2 | 0 | 26.2 | 0.9958 | 0 | 0.022222 | 3 | 12 | 20% | 0 | 0 | 0 | 0 | 0.02 | 0 | 0
| 2404 | 0.022222 | 3.228 | 0 | 26 | 0 | 26 | 0.9965 | 0 | 0.022222 | 2 | 12 | 20% | 0 | 0 | 0 | 0 | 0.02 | 0 | 0
| 2405 | 0.022222 | 3.228 | 0 | 26 | 0 | 26 | 0.9965 | 0 | 0.022222 | 1 | 12 | 20% | 0 | 0 | 0 | 0 | 0.02 | 0 | 0
| 2406 | 0.022222 | 3.228 | 0 | 26 | 0 | 26 | 0.9965 | 0 | 0.022222 | 0 | 12 | 20% | 0 | 0 | 0 | 0 | 0.02 | 0 | 0
| 2407 | 0.022222 | 3.228 | 13 | 26 | 12.557 | 26.8125 | 0.99366 | 0.24955 | -0.22733 | 0 | 12 | 20% | 0 | 0 | 0 | 0 | 0 | 0 | 0
| 2408 | 0.66667 | 3.228 | 153 | 27.1 | 147.7867 | 36.6625 | 0.95918 | 2.8351 | -2.1684 | 0 | 12.2157 | 20.36% | 1 | 1 | 0.8 | 0 | 0 | 0 | 0
| 2409 | 0.77778 | 3.228 | 376 | 28.1 | 363.1881 | 51.6 | 0.9069 | 6.5875 | -5.8097 | 0 | 14.2728 | 23.79% | 1 | 0 | 0 | 0 | 0 | 0 | 0
| 2410 | 1.0444 | 3.228 | 611 | 29.2 | 590.1807 | 67.3875 | 0.85164 | 10.0525 | -9.008 | 0 | 19.7844 | 32.97% | 1 | 0 | 0 | 0 | 0 | 0 | 0
| 2411 | 1.0444 | 3.228 | 764 | 31 | 737.9673 | 78.75 | 0.81188 | 11.9827 | -10.9383 | 0 | 28.3302 | 47.22% | 1 | 0 | 0 | 0.18 | 0 | 0 | 0
| 2412 | 1.6 | 3.228 | 856 | 32.7 | 826.8325 | 86.2 | 0.7858 | 12.9945 | -11.3945 | 0 | 38.538 | 64.23% | 1 | 0 | 0 | 0.63 | 0 | 0 | 0
| 2413 | 1.3778 | 3.228 | 879 | 34.5 | 849.0488 | 89.4375 | 0.77447 | 13.1512 | -11.7735 | 0 | 48.7458 | 81.24% | 1 | 0 | 0 | 1.01 | 0 | 0 | 0
| 2414 | 1.1111 | 3.228 | 765 | 34.8 | 738.9333 | 82.6125 | 0.79836 | 11.7986 | -10.6875 | 0 | 58.9537 | 98.26% | 1 | 0 | 0 | 9.58 | 0 | 0 | 0
| 2415 | 1.1111 | 3.228 | 587 | 35.2 | 566.9985 | 71.8875 | 0.83589 | 9.479 | -8.3679 | 0 | 60 | 100% | 1 | 0 | 0 | 8.37 | 0 | 0 | 0
| 2416 | 1 | 3.228 | 379 | 35.5 | 366.0859 | 59.1875 | 0.88034 | 6.4456 | -5.4456 | 0 | 60 | 100% | 0 | 0 | 0 | 5.45 | 0 | 0 | 0
| 2417 | 0.44444 | 3.228 | 229 | 33.9 | 221.197 | 48.2125 | 0.91876 | 4.0645 | -3.6201 | 0 | 60 | 100% | 0 | 0 | 0 | 3.62 | 0 | 0 | 0
| 2418 | 0.44444 | 3.228 | 77 | 32.3 | 74.3763 | 37.1125 | 0.95761 | 1.4245 | -0.98002 | 0 | 60 | 100% | 0 | 0 | 0 | 0.98 | 0 | 0 | 0
| 2419 | 7.7444 | 7.7444 | 4 | 30.7 | 3.8637 | 30.95 | 0.97918 | 0.075665 | 7.6688 | 11 | 60 | 100% | 0 | 0 | 0 | 0 | 0 | 0 | 0
| 2420 | 8.9667 | 8.9667 | 0 | 29.8 | 0 | 29.8 | 0.9832 | 0 | 8.9667 | 10 | 51.9164 | 86.53% | 0 | 0 | 0 | 0 | 0 | 0 | 0
| 2421 | 8.9667 | 8.9667 | 0 | 28.8 | 0 | 28.8 | 0.9867 | 0 | 8.9667 | 9 | 42.4647 | 70.77% | 0 | 0 | 0 | 0 | 0 | 0 | 0
| 2422 | 8.9667 | 8.9667 | 0 | 27.9 | 0 | 27.9 | 0.98985 | 0 | 8.9667 | 8 | 33.013 | 55.02% | 0 | 0 | 0 | 0 | 0 | 0 | 0
| 2423 | 7.3 | 7.3 | 0 | 27.4 | 0 | 27.4 | 0.9916 | 0 | 7.3 | 7 | 23.5613 | 39.27% | 0 | 0 | 0 | 0 | 0 | 0 | 0
| 2424 | 1.6889 | 3.228 | 0 | 26.9 | 0 | 26.9 | 0.99335 | 0 | 1.6889 | 6 | 15.8664 | 26.44% | 0 | 0 | 0 | 0 | 0 | 0 | 0
| 2425 | 1.1333 | 3.228 | 0 | 26.4 | 0 | 26.4 | 0.9951 | 0 | 1.1333 | 5 | 14.0862 | 23.48% | 0 | 0 | 0 | 0 | 0 | 0 | 0
| 2426 | 1.1333 | 3.228 | 0 | 25.9 | 0 | 25.9 | 0.99685 | 0 | 1.1333 | 4 | 12.8915 | 21.49% | 0 | 0 | 0 | 0 | 0.29 | 0 | 0
| 2427 | 0.022222 | 3.228 | 0 | 25.5 | 0 | 25.5 | 0.99825 | 0 | 0.022222 | 3 | 12 | 20% | 0 | 0 | 0 | 0 | 0.02 | 0 | 0
| 2428 | 0.022222 | 3.228 | 0 | 25 | 0 | 25 | 1 | 0 | 0.022222 | 2 | 12 | 20% | 0 | 0 | 0 | 0 | 0.02 | 0 | 0
| 2429 | 0.022222 | 3.228 | 0 | 25.1 | 0 | 25.1 | 0.99965 | 0 | 0.022222 | 1 | 12 | 20% | 0 | 0 | 0 | 0 | 0.02 | 0 | 0
| 2430 | 0.022222 | 3.228 | 0 | 25.2 | 0 | 25.2 | 0.9993 | 0 | 0.022222 | 0 | 12 | 20% | 0 | 0 | 0 | 0 | 0.02 | 0 | 0
| 2431 | 0.022222 | 3.228 | 17 | 25.3 | 16.4207 | 26.3625 | 0.99523 | 0.32685 | -0.30463 | 0 | 12 | 20% | 0 | 0 | 0 | 0 | 0 | 0 | 0
| 2432 | 0.66667 | 3.228 | 172 | 27.5 | 166.1392 | 38.25 | 0.95362 | 3.1687 | -2.502 | 0 | 12.289 | 20.48% | 1 | 1 | 0.8 | 0 | 0 | 0 | 0
| 2433 | 0.77778 | 3.228 | 394 | 29.8 | 380.5748 | 54.425 | 0.89701 | 6.8276 | -6.0498 | 0 | 14.6626 | 24.44% | 1 | 0 | 0 | 0 | 0 | 0 | 0
| 2434 | 1.0444 | 3.228 | 609 | 32 | 588.2488 | 70.0625 | 0.84228 | 9.9094 | -8.865 | 0 | 20.402 | 34% | 1 | 0 | 0 | 0 | 0 | 0 | 0
| 2435 | 1.0444 | 3.228 | 702 | 32.8 | 678.0799 | 76.675 | 0.81914 | 11.1088 | -10.0644 | 0 | 28.812 | 48.02% | 1 | 0 | 0 | 0 | 0 | 0 | 0
| 2436 | 1.6 | 3.228 | 701 | 33.7 | 677.114 | 77.5125 | 0.81621 | 11.0533 | -9.4533 | 0 | 38.3599 | 63.93% | 1 | 0 | 0 | 0 | 0 | 0 | 0
| 2437 | 1.3778 | 3.228 | 614 | 34.5 | 593.0785 | 72.875 | 0.83244 | 9.874 | -8.4962 | 0 | 47.3281 | 78.88% | 1 | 0 | 0 | 0 | 0 | 0 | 0
| 2438 | 1.1111 | 3.228 | 579 | 33.7 | 559.2711 | 69.8875 | 0.84289 | 9.4281 | -8.317 | 0 | 55.3884 | 92.31% | 1 | 0 | 0 | 3.46 | 0 | 0 | 0
| 2439 | 1.1111 | 3.228 | 498 | 32.9 | 481.0311 | 64.025 | 0.86341 | 8.3066 | -7.1955 | 0 | 60 | 100% | 1 | 0 | 0 | 7.2 | 0 | 0 | 0
| 2440 | 1 | 3.228 | 377 | 32.1 | 364.154 | 55.6625 | 0.89268 | 6.5015 | -5.5015 | 0 | 60 | 100% | 0 | 0 | 0 | 5.5 | 0 | 0 | 0
| 2441 | 0.44444 | 3.228 | 248 | 31.8 | 239.5496 | 47.3 | 0.92195 | 4.4171 | -3.9726 | 0 | 60 | 100% | 0 | 0 | 0 | 3.97 | 0 | 0 | 0
| 2442 | 0.44444 | 3.228 | 91 | 31.5 | 87.8993 | 37.1875 | 0.95734 | 1.683 | -1.2386 | 0 | 60 | 100% | 0 | 0 | 0 | 1.24 | 0 | 0 | 0
| 2443 | 7.7444 | 7.7444 | 5 | 31.2 | 4.8296 | 31.5125 | 0.97721 | 0.094391 | 7.6501 | 11 | 60 | 100% | 0 | 0 | 0 | 0 | 0 | 0 | 0
| 2444 | 8.9667 | 8.9667 | 0 | 30.6 | 0 | 30.6 | 0.9804 | 0 | 8.9667 | 10 | 51.9361 | 86.56% | 0 | 0 | 0 | 0 | 0 | 0 | 0
| 2445 | 8.9667 | 8.9667 | 0 | 30 | 0 | 30 | 0.9825 | 0 | 8.9667 | 9 | 42.4844 | 70.81% | 0 | 0 | 0 | 0 | 0 | 0 | 0
| 2446 | 8.9667 | 8.9667 | 0 | 29.4 | 0 | 29.4 | 0.9846 | 0 | 8.9667 | 8 | 33.0327 | 55.05% | 0 | 0 | 0 | 0 | 0 | 0 | 0
| 2447 | 7.3 | 7.3 | 0 | 28.8 | 0 | 28.8 | 0.9867 | 0 | 7.3 | 7 | 23.581 | 39.3% | 0 | 0 | 0 | 0 | 0 | 0 | 0
| 2448 | 1.6889 | 3.228 | 0 | 28.2 | 0 | 28.2 | 0.9888 | 0 | 1.6889 | 6 | 15.8862 | 26.48% | 0 | 0 | 0 | 0 | 0 | 0 | 0
| 2449 | 1.1333 | 3.228 | 0 | 27.6 | 0 | 27.6 | 0.9909 | 0 | 1.1333 | 5 | 14.1059 | 23.51% | 0 | 0 | 0 | 0 | 0 | 0 | 0
| 2450 | 1.1333 | 3.228 | 0 | 27.1 | 0 | 27.1 | 0.99265 | 0 | 1.1333 | 4 | 12.9113 | 21.52% | 0 | 0 | 0 | 0 | 0.27 | 0 | 0
| 2451 | 0.022222 | 3.228 | 0 | 26.7 | 0 | 26.7 | 0.99405 | 0 | 0.022222 | 3 | 12 | 20% | 0 | 0 | 0 | 0 | 0.02 | 0 | 0
| 2452 | 0.022222 | 3.228 | 0 | 26.2 | 0 | 26.2 | 0.9958 | 0 | 0.022222 | 2 | 12 | 20% | 0 | 0 | 0 | 0 | 0.02 | 0 | 0
| 2453 | 0.022222 | 3.228 | 0 | 25.5 | 0 | 25.5 | 0.99825 | 0 | 0.022222 | 1 | 12 | 20% | 0 | 0 | 0 | 0 | 0.02 | 0 | 0
| 2454 | 0.022222 | 3.228 | 0 | 24.9 | 0 | 24.9 | 1.0004 | 0 | 0.022222 | 0 | 12 | 20% | 0 | 0 | 0 | 0 | 0.02 | 0 | 0
| 2455 | 0.022222 | 3.228 | 10 | 24.2 | 9.6593 | 24.825 | 1.0006 | 0.1933 | -0.17108 | 0 | 12 | 20% | 0 | 0 | 0 | 0 | 0 | 0 | 0
| 2456 | 0.66667 | 3.228 | 89 | 24.4 | 85.9674 | 29.9625 | 0.98263 | 1.6895 | -1.0228 | 0 | 12.1623 | 20.27% | 1 | 1 | 0.8 | 0 | 0 | 0 | 0
| 2457 | 0.77778 | 3.228 | 194 | 24.7 | 187.3896 | 36.825 | 0.95861 | 3.5927 | -2.8149 | 0 | 13.1326 | 21.89% | 1 | 0 | 0 | 0 | 0 | 0 | 0
| 2458 | 1.0444 | 3.228 | 289 | 24.9 | 279.1526 | 42.9625 | 0.93713 | 5.2321 | -4.1876 | 0 | 15.8031 | 26.34% | 1 | 0 | 0 | 0 | 0 | 0 | 0
| 2459 | 1.0444 | 3.228 | 361 | 25.4 | 348.6992 | 47.9625 | 0.91963 | 6.4135 | -5.369 | 0 | 19.7758 | 32.96% | 1 | 0 | 0 | 0 | 0 | 0 | 0
| 2460 | 1.6 | 3.228 | 404 | 25.9 | 390.234 | 51.15 | 0.90848 | 7.0904 | -5.4904 | 0 | 24.8693 | 41.45% | 1 | 0 | 0 | 0 | 0 | 0 | 0
| 2461 | 1.3778 | 3.228 | 414 | 26.4 | 399.8933 | 52.275 | 0.90454 | 7.2344 | -5.8566 | 0 | 30.0779 | 50.13% | 1 | 0 | 0 | 0 | 0 | 0 | 0
| 2462 | 1.1111 | 3.228 | 391 | 26.9 | 377.677 | 51.3375 | 0.90782 | 6.8572 | -5.7461 | 0 | 35.634 | 59.39% | 1 | 0 | 0 | 0 | 0 | 0 | 0
| 2463 | 1.1111 | 3.228 | 337 | 27.5 | 325.517 | 48.5625 | 0.91753 | 5.9734 | -4.8623 | 0 | 41.0852 | 68.48% | 1 | 0 | 0 | 0 | 0 | 0 | 0
| 2464 | 1 | 3.228 | 255 | 28 | 246.3111 | 43.9375 | 0.93372 | 4.5997 | -3.5997 | 0 | 45.6981 | 76.16% | 1 | 0 | 0 | 0 | 0 | 0 | 0
| 2465 | 0.44444 | 3.228 | 205 | 27.7 | 198.0148 | 40.5125 | 0.94571 | 3.7453 | -3.3008 | 0 | 49.113 | 81.86% | 1 | 0 | 0 | 0 | 0 | 0 | 0
| 2466 | 0.44444 | 3.228 | 85 | 27.5 | 82.1037 | 32.8125 | 0.97266 | 1.5972 | -1.1527 | 0 | 52.2445 | 87.07% | 1 | 0 | 0 | 0 | 0 | 0 | 0
| 2467 | 7.7444 | 7.7444 | 5 | 27.2 | 4.8296 | 27.5125 | 0.99121 | 0.095743 | 7.6487 | 11 | 53.3381 | 88.9% | 1 | 0 | 0 | 0 | 0 | 0 | 0
| 2468 | 8.9667 | 8.9667 | 0 | 27 | 0 | 27 | 0.993 | 0 | 8.9667 | 10 | 45.2756 | 75.46% | 0 | 0 | 0 | 0 | 0 | 0 | 0
| 2469 | 8.9667 | 8.9667 | 0 | 26.9 | 0 | 26.9 | 0.99335 | 0 | 8.9667 | 9 | 35.8239 | 59.71% | 0 | 0 | 0 | 0 | 0 | 0 | 0
| 2470 | 8.9667 | 8.9667 | 0 | 26.7 | 0 | 26.7 | 0.99405 | 0 | 8.9667 | 8 | 26.3722 | 43.95% | 0 | 0 | 0 | 0 | 0 | 0 | 0
| 2471 | 7.3 | 7.3 | 0 | 26.5 | 0 | 26.5 | 0.99475 | 0 | 7.3 | 7 | 16.9205 | 28.2% | 0 | 0 | 0 | 0 | 2.63 | 0 | 0
| 2472 | 1.6889 | 3.228 | 0 | 26.2 | 0 | 26.2 | 0.9958 | 0 | 1.6889 | 6 | 12 | 20% | 0 | 0 | 0 | 0 | 1.69 | 0 | 0
| 2473 | 1.1333 | 3.228 | 0 | 26 | 0 | 26 | 0.9965 | 0 | 1.1333 | 5 | 12 | 20% | 0 | 0 | 0 | 0 | 1.13 | 0 | 0
| 2474 | 1.1333 | 3.228 | 0 | 25.7 | 0 | 25.7 | 0.99755 | 0 | 1.1333 | 4 | 12 | 20% | 0 | 0 | 0 | 0 | 1.13 | 0 | 0
| 2475 | 0.022222 | 3.228 | 0 | 25.3 | 0 | 25.3 | 0.99895 | 0 | 0.022222 | 3 | 12 | 20% | 0 | 0 | 0 | 0 | 0.02 | 0 | 0
| 2476 | 0.022222 | 3.228 | 0 | 25 | 0 | 25 | 1 | 0 | 0.022222 | 2 | 12 | 20% | 0 | 0 | 0 | 0 | 0.02 | 0 | 0
| 2477 | 0.022222 | 3.228 | 0 | 24.9 | 0 | 24.9 | 1.0004 | 0 | 0.022222 | 1 | 12 | 20% | 0 | 0 | 0 | 0 | 0.02 | 0 | 0
| 2478 | 0.022222 | 3.228 | 0 | 24.8 | 0 | 24.8 | 1.0007 | 0 | 0.022222 | 0 | 12 | 20% | 0 | 0 | 0 | 0 | 0.02 | 0 | 0
| 2479 | 0.022222 | 3.228 | 15 | 24.7 | 14.4889 | 25.6375 | 0.99777 | 0.28913 | -0.26691 | 0 | 12 | 20% | 0 | 0 | 0 | 0 | 0 | 0 | 0
| 2480 | 0.66667 | 3.228 | 146 | 26.1 | 141.0252 | 35.225 | 0.96421 | 2.7196 | -2.0529 | 0 | 12.2532 | 20.42% | 1 | 1 | 0.8 | 0 | 0 | 0 | 0
| 2481 | 0.77778 | 3.228 | 340 | 27.6 | 328.4148 | 48.85 | 0.91653 | 6.02 | -5.2422 | 0 | 14.2008 | 23.67% | 1 | 0 | 0 | 0 | 0 | 0 | 0
| 2482 | 1.0444 | 3.228 | 536 | 29 | 517.7362 | 62.5 | 0.86875 | 8.9957 | -7.9512 | 0 | 19.174 | 31.96% | 1 | 0 | 0 | 0 | 0 | 0 | 0
| 2483 | 1.0444 | 3.228 | 630 | 30.4 | 608.5333 | 69.775 | 0.84329 | 10.2634 | -9.2189 | 0 | 26.7172 | 44.53% | 1 | 0 | 0 | 0 | 0 | 0 | 0
| 2484 | 1.6 | 3.228 | 655 | 31.7 | 632.6814 | 72.6375 | 0.83327 | 10.5439 | -8.9439 | 0 | 35.463 | 59.11% | 1 | 0 | 0 | 0 | 0 | 0 | 0
| 2485 | 1.3778 | 3.228 | 616 | 33.1 | 595.0103 | 71.6 | 0.8369 | 9.9593 | -8.5815 | 0 | 43.9479 | 73.25% | 1 | 0 | 0 | 0 | 0 | 0 | 0
| 2486 | 1.1111 | 3.228 | 582 | 32.9 | 562.1688 | 69.275 | 0.84504 | 9.5011 | -8.39 | 0 | 52.089 | 86.82% | 1 | 0 | 0 | 0.05 | 0 | 0 | 0
| 2487 | 1.1111 | 3.228 | 501 | 32.6 | 483.9288 | 63.9125 | 0.86381 | 8.3604 | -7.2493 | 0 | 60 | 100% | 1 | 0 | 0 | 7.25 | 0 | 0 | 0
| 2488 | 1 | 3.228 | 380 | 32.4 | 367.0518 | 56.15 | 0.89097 | 6.5407 | -5.5407 | 0 | 60 | 100% | 0 | 0 | 0 | 5.54 | 0 | 0 | 0
| 2489 | 0.44444 | 3.228 | 229 | 32.2 | 221.197 | 46.5125 | 0.92471 | 4.0908 | -3.6464 | 0 | 60 | 100% | 0 | 0 | 0 | 3.65 | 0 | 0 | 0
| 2490 | 0.44444 | 3.228 | 78 | 32 | 75.3422 | 36.875 | 0.95844 | 1.4442 | -0.99977 | 0 | 60 | 100% | 0 | 0 | 0 | 1 | 0 | 0 | 0
| 2491 | 7.7444 | 7.7444 | 4 | 30.8 | 3.8637 | 31.05 | 0.97882 | 0.075638 | 7.6688 | 11 | 60 | 100% | 0 | 0 | 0 | 0 | 0 | 0 | 0
| 2492 | 8.9667 | 8.9667 | 0 | 30.2 | 0 | 30.2 | 0.9818 | 0 | 8.9667 | 10 | 51.9164 | 86.53% | 0 | 0 | 0 | 0 | 0 | 0 | 0
| 2493 | 8.9667 | 8.9667 | 0 | 29.6 | 0 | 29.6 | 0.9839 | 0 | 8.9667 | 9 | 42.4647 | 70.77% | 0 | 0 | 0 | 0 | 0 | 0 | 0
| 2494 | 8.9667 | 8.9667 | 0 | 29 | 0 | 29 | 0.986 | 0 | 8.9667 | 8 | 33.013 | 55.02% | 0 | 0 | 0 | 0 | 0 | 0 | 0
| 2495 | 7.3 | 7.3 | 0 | 28.6 | 0 | 28.6 | 0.9874 | 0 | 7.3 | 7 | 23.5613 | 39.27% | 0 | 0 | 0 | 0 | 0 | 0 | 0
| 2496 | 1.6889 | 3.228 | 0 | 28.2 | 0 | 28.2 | 0.9888 | 0 | 1.6889 | 6 | 15.8664 | 26.44% | 0 | 0 | 0 | 0 | 0 | 0 | 0
| 2497 | 1.1333 | 3.228 | 0 | 27.8 | 0 | 27.8 | 0.9902 | 0 | 1.1333 | 5 | 14.0862 | 23.48% | 0 | 0 | 0 | 0 | 0 | 0 | 0
| 2498 | 1.1333 | 3.228 | 0 | 27.1 | 0 | 27.1 | 0.99265 | 0 | 1.1333 | 4 | 12.8915 | 21.49% | 0 | 0 | 0 | 0 | 0.29 | 0 | 0
| 2499 | 0.022222 | 3.228 | 0 | 26.4 | 0 | 26.4 | 0.9951 | 0 | 0.022222 | 3 | 12 | 20% | 0 | 0 | 0 | 0 | 0.02 | 0 | 0
| 2500 | 0.022222 | 3.228 | 0 | 25.7 | 0 | 25.7 | 0.99755 | 0 | 0.022222 | 2 | 12 | 20% | 0 | 0 | 0 | 0 | 0.02 | 0 | 0
| 2501 | 0.022222 | 3.228 | 0 | 25.7 | 0 | 25.7 | 0.99755 | 0 | 0.022222 | 1 | 12 | 20% | 0 | 0 | 0 | 0 | 0.02 | 0 | 0
| 2502 | 0.022222 | 3.228 | 0 | 25.7 | 0 | 25.7 | 0.99755 | 0 | 0.022222 | 0 | 12 | 20% | 0 | 0 | 0 | 0 | 0.02 | 0 | 0
| 2503 | 0.022222 | 3.228 | 15 | 25.7 | 14.4889 | 26.6375 | 0.99427 | 0.28812 | -0.26589 | 0 | 12 | 20% | 0 | 0 | 0 | 0 | 0 | 0 | 0
| 2504 | 0.66667 | 3.228 | 122 | 27.3 | 117.843 | 34.925 | 0.96526 | 2.275 | -1.6083 | 0 | 12.2522 | 20.42% | 1 | 1 | 0.8 | 0 | 0 | 0 | 0
| 2505 | 0.77778 | 3.228 | 231 | 28.9 | 223.1289 | 43.3375 | 0.93582 | 4.1762 | -3.3984 | 0 | 13.778 | 22.96% | 1 | 0 | 0 | 0 | 0 | 0 | 0
| 2506 | 1.0444 | 3.228 | 291 | 30.5 | 281.0844 | 48.6875 | 0.91709 | 5.1556 | -4.1112 | 0 | 17.002 | 28.34% | 1 | 0 | 0 | 0 | 0 | 0 | 0
| 2507 | 1.0444 | 3.228 | 484 | 31.9 | 467.5081 | 62.15 | 0.86997 | 8.1344 | -7.09 | 0 | 20.9022 | 34.84% | 1 | 0 | 0 | 0 | 0 | 0 | 0
| 2508 | 1.6 | 3.228 | 654 | 33.4 | 631.7155 | 74.275 | 0.82754 | 10.4554 | -8.8554 | 0 | 27.6284 | 46.05% | 1 | 0 | 0 | 0 | 0 | 0 | 0
| 2509 | 1.3778 | 3.228 | 766 | 34.8 | 739.8992 | 82.675 | 0.79814 | 11.8108 | -10.433 | 0 | 36.0293 | 60.05% | 1 | 0 | 0 | 0 | 0 | 0 | 0
| 2510 | 1.1111 | 3.228 | 632 | 33.5 | 610.4651 | 73 | 0.832 | 10.1581 | -9.047 | 0 | 45.927 | 76.54% | 1 | 0 | 0 | 0 | 0 | 0 | 0
| 2511 | 1.1111 | 3.228 | 450 | 32.1 | 434.6666 | 60.225 | 0.87671 | 7.6216 | -6.5104 | 0 | 54.5097 | 90.85% | 1 | 0 | 0 | 0.72 | 0 | 0 | 0
| 2512 | 1 | 3.228 | 255 | 30.8 | 246.3111 | 46.7375 | 0.92392 | 4.5514 | -3.5514 | 0 | 60 | 100% | 1 | 0 | 0 | 3.55 | 0 | 0 | 0
| 2513 | 0.44444 | 3.228 | 206 | 31 | 198.9807 | 43.875 | 0.93394 | 3.7167 | -3.2723 | 0 | 60 | 100% | 0 | 0 | 0 | 3.27 | 0 | 0 | 0
| 2514 | 0.44444 | 3.228 | 85 | 31.1 | 82.1037 | 36.4125 | 0.96006 | 1.5765 | -1.132 | 0 | 60 | 100% | 0 | 0 | 0 | 1.13 | 0 | 0 | 0
| 2515 | 7.7444 | 7.7444 | 5 | 31.3 | 4.8296 | 31.6125 | 0.97686 | 0.094357 | 7.6501 | 11 | 60 | 100% | 0 | 0 | 0 | 0 | 0 | 0 | 0
| 2516 | 8.9667 | 8.9667 | 0 | 30.6 | 0 | 30.6 | 0.9804 | 0 | 8.9667 | 10 | 51.9361 | 86.56% | 0 | 0 | 0 | 0 | 0 | 0 | 0
| 2517 | 8.9667 | 8.9667 | 0 | 30 | 0 | 30 | 0.9825 | 0 | 8.9667 | 9 | 42.4844 | 70.81% | 0 | 0 | 0 | 0 | 0 | 0 | 0
| 2518 | 8.9667 | 8.9667 | 0 | 29.3 | 0 | 29.3 | 0.98495 | 0 | 8.9667 | 8 | 33.0327 | 55.05% | 0 | 0 | 0 | 0 | 0 | 0 | 0
| 2519 | 7.3 | 7.3 | 0 | 28.9 | 0 | 28.9 | 0.98635 | 0 | 7.3 | 7 | 23.581 | 39.3% | 0 | 0 | 0 | 0 | 0 | 0 | 0
| 2520 | 1.6889 | 3.228 | 0 | 28.6 | 0 | 28.6 | 0.9874 | 0 | 1.6889 | 6 | 15.8861 | 26.48% | 0 | 0 | 0 | 0 | 0 | 0 | 0
| 2521 | 1.1333 | 3.228 | 0 | 28.2 | 0 | 28.2 | 0.9888 | 0 | 1.1333 | 5 | 14.1059 | 23.51% | 0 | 0 | 0 | 0 | 0 | 0 | 0
| 2522 | 1.1333 | 3.228 | 0 | 28 | 0 | 28 | 0.9895 | 0 | 1.1333 | 4 | 12.9113 | 21.52% | 0 | 0 | 0 | 0 | 0.27 | 0 | 0
| 2523 | 0.022222 | 3.228 | 0 | 27.7 | 0 | 27.7 | 0.99055 | 0 | 0.022222 | 3 | 12 | 20% | 0 | 0 | 0 | 0 | 0.02 | 0 | 0
| 2524 | 0.022222 | 3.228 | 0 | 27.5 | 0 | 27.5 | 0.99125 | 0 | 0.022222 | 2 | 12 | 20% | 0 | 0 | 0 | 0 | 0.02 | 0 | 0
| 2525 | 0.022222 | 3.228 | 0 | 27.3 | 0 | 27.3 | 0.99195 | 0 | 0.022222 | 1 | 12 | 20% | 0 | 0 | 0 | 0 | 0.02 | 0 | 0
| 2526 | 0.022222 | 3.228 | 0 | 27.2 | 0 | 27.2 | 0.9923 | 0 | 0.022222 | 0 | 12 | 20% | 0 | 0 | 0 | 0 | 0.02 | 0 | 0
| 2527 | 0.022222 | 3.228 | 23 | 27 | 22.2163 | 28.4375 | 0.98797 | 0.43898 | -0.41676 | 0 | 12 | 20% | 0 | 0 | 0 | 0 | 0 | 0 | 0
| 2528 | 0.66667 | 3.228 | 195 | 28.9 | 188.3555 | 41.0875 | 0.94369 | 3.555 | -2.8883 | 0 | 12.3954 | 20.66% | 1 | 1 | 0.8 | 0 | 0 | 0 | 0
| 2529 | 0.77778 | 3.228 | 417 | 30.9 | 402.7911 | 56.9625 | 0.88813 | 7.1546 | -6.3768 | 0 | 15.1355 | 25.23% | 1 | 0 | 0 | 0 | 0 | 0 | 0
| 2530 | 1.0444 | 3.228 | 617 | 32.8 | 595.9762 | 71.3625 | 0.83773 | 9.9854 | -8.9409 | 0 | 21.1851 | 35.31% | 1 | 0 | 0 | 0 | 0 | 0 | 0
| 2531 | 1.0444 | 3.228 | 739 | 33.2 | 713.8192 | 79.3875 | 0.80964 | 11.5588 | -10.5143 | 0 | 29.6672 | 49.45% | 1 | 0 | 0 | 0 | 0 | 0 | 0
| 2532 | 1.6 | 3.228 | 789 | 33.6 | 762.1155 | 82.9125 | 0.79731 | 12.1528 | -10.5528 | 0 | 39.642 | 66.07% | 1 | 0 | 0 | 0 | 0 | 0 | 0
| 2533 | 1.3778 | 3.228 | 767 | 34 | 740.8651 | 81.9375 | 0.80072 | 11.8645 | -10.4867 | 0 | 49.6532 | 82.76% | 1 | 0 | 0 | 0 | 0 | 0 | 0
| 2534 | 1.1111 | 3.228 | 724 | 34.1 | 699.3303 | 79.35 | 0.80978 | 11.326 | -10.2149 | 0 | 59.6018 | 99.34% | 1 | 0 | 0 | 9.8 | 0 | 0 | 0
| 2535 | 1.1111 | 3.228 | 623 | 34.2 | 601.7718 | 73.1375 | 0.83152 | 10.0077 | -8.8966 | 0 | 60 | 100% | 1 | 0 | 0 | 8.9 | 0 | 0 | 0
| 2536 | 1 | 3.228 | 472 | 34.3 | 455.917 | 63.8 | 0.8642 | 7.8801 | -6.8801 | 0 | 60 | 100% | 0 | 0 | 0 | 6.88 | 0 | 0 | 0
| 2537 | 0.44444 | 3.228 | 300 | 33.2 | 289.7777 | 51.95 | 0.90568 | 5.2489 | -4.8044 | 0 | 60 | 100% | 0 | 0 | 0 | 4.8 | 0 | 0 | 0
| 2538 | 0.44444 | 3.228 | 107 | 32.1 | 103.3541 | 38.7875 | 0.95174 | 1.9673 | -1.5229 | 0 | 60 | 100% | 0 | 0 | 0 | 1.52 | 0 | 0 | 0
| 2539 | 7.7444 | 7.7444 | 6 | 31 | 5.7956 | 31.375 | 0.97769 | 0.11332 | 7.6311 | 11 | 60 | 100% | 0 | 0 | 0 | 0 | 0 | 0 | 0
| 2540 | 8.9667 | 8.9667 | 0 | 30.5 | 0 | 30.5 | 0.98075 | 0 | 8.9667 | 10 | 51.9561 | 86.59% | 0 | 0 | 0 | 0 | 0 | 0 | 0
| 2541 | 8.9667 | 8.9667 | 0 | 30 | 0 | 30 | 0.9825 | 0 | 8.9667 | 9 | 42.5044 | 70.84% | 0 | 0 | 0 | 0 | 0 | 0 | 0
| 2542 | 8.9667 | 8.9667 | 0 | 29.5 | 0 | 29.5 | 0.98425 | 0 | 8.9667 | 8 | 33.0527 | 55.09% | 0 | 0 | 0 | 0 | 0 | 0 | 0
| 2543 | 7.3 | 7.3 | 0 | 29.5 | 0 | 29.5 | 0.98425 | 0 | 7.3 | 7 | 23.601 | 39.34% | 0 | 0 | 0 | 0 | 0 | 0 | 0
| 2544 | 1.6889 | 3.228 | 0 | 29.5 | 0 | 29.5 | 0.98425 | 0 | 1.6889 | 6 | 15.9061 | 26.51% | 0 | 0 | 0 | 0 | 0 | 0 | 0
| 2545 | 1.1333 | 3.228 | 0 | 29.5 | 0 | 29.5 | 0.98425 | 0 | 1.1333 | 5 | 14.1259 | 23.54% | 0 | 0 | 0 | 0 | 0 | 0 | 0
| 2546 | 1.1333 | 3.228 | 0 | 29 | 0 | 29 | 0.986 | 0 | 1.1333 | 4 | 12.9312 | 21.55% | 0 | 0 | 0 | 0 | 0.25 | 0 | 0
| 2547 | 0.022222 | 3.228 | 0 | 28.4 | 0 | 28.4 | 0.9881 | 0 | 0.022222 | 3 | 12 | 20% | 0 | 0 | 0 | 0 | 0.02 | 0 | 0
| 2548 | 0.022222 | 3.228 | 0 | 27.9 | 0 | 27.9 | 0.98985 | 0 | 0.022222 | 2 | 12 | 20% | 0 | 0 | 0 | 0 | 0.02 | 0 | 0
| 2549 | 0.022222 | 3.228 | 0 | 27.8 | 0 | 27.8 | 0.9902 | 0 | 0.022222 | 1 | 12 | 20% | 0 | 0 | 0 | 0 | 0.02 | 0 | 0
| 2550 | 0.022222 | 3.228 | 0 | 27.6 | 0 | 27.6 | 0.9909 | 0 | 0.022222 | 0 | 12 | 20% | 0 | 0 | 0 | 0 | 0.02 | 0 | 0
| 2551 | 0.022222 | 3.228 | 21 | 27.5 | 20.2844 | 28.8125 | 0.98666 | 0.40028 | -0.37805 | 0 | 12 | 20% | 0 | 0 | 0 | 0 | 0 | 0 | 0
| 2552 | 0.66667 | 3.228 | 173 | 29.2 | 167.1052 | 40.0125 | 0.94746 | 3.1665 | -2.4998 | 0 | 12.3587 | 20.6% | 1 | 1 | 0.8 | 0 | 0 | 0 | 0
| 2553 | 0.77778 | 3.228 | 366 | 30.8 | 353.5289 | 53.675 | 0.89964 | 6.361 | -5.5832 | 0 | 14.7302 | 24.55% | 1 | 0 | 0 | 0 | 0 | 0 | 0
| 2554 | 1.0444 | 3.228 | 540 | 32.5 | 521.5999 | 66.25 | 0.85562 | 8.9259 | -7.8814 | 0 | 20.0269 | 33.38% | 1 | 0 | 0 | 0 | 0 | 0 | 0
| 2555 | 1.0444 | 3.228 | 671 | 33.4 | 648.1362 | 75.3375 | 0.82382 | 10.6789 | -9.6345 | 0 | 27.5039 | 45.84% | 1 | 0 | 0 | 0 | 0 | 0 | 0
| 2556 | 1.6 | 3.228 | 749 | 34.4 | 723.4784 | 81.2125 | 0.80326 | 11.6228 | -10.0228 | 0 | 36.6439 | 61.07% | 1 | 0 | 0 | 0 | 0 | 0 | 0
| 2557 | 1.3778 | 3.228 | 767 | 35.3 | 740.8651 | 83.2375 | 0.79617 | 11.7971 | -10.4193 | 0 | 46.1524 | 76.92% | 1 | 0 | 0 | 0 | 0 | 0 | 0
| 2558 | 1.1111 | 3.228 | 797 | 35.3 | 769.8429 | 85.1125 | 0.78961 | 12.1575 | -11.0463 | 0 | 56.037 | 93.39% | 1 | 0 | 0 | 6.87 | 0 | 0 | 0
| 2559 | 1.1111 | 3.228 | 736 | 35.4 | 710.9214 | 81.4 | 0.8026 | 11.4117 | -10.3006 | 0 | 60 | 100% | 1 | 0 | 0 | 10.3 | 0 | 0 | 0
| 2560 | 1 | 3.228 | 587 | 35.4 | 566.9985 | 72.0875 | 0.83519 | 9.4711 | -8.4711 | 0 | 60 | 100% | 0 | 0 | 0 | 8.47 | 0 | 0 | 0
| 2561 | 0.44444 | 3.228 | 347 | 34.2 | 335.1763 | 55.8875 | 0.89189 | 5.9788 | -5.5344 | 0 | 60 | 100% | 0 | 0 | 0 | 5.53 | 0 | 0 | 0
| 2562 | 0.44444 | 3.228 | 116 | 33 | 112.0474 | 40.25 | 0.94663 | 2.1213 | -1.6769 | 0 | 60 | 100% | 0 | 0 | 0 | 1.68 | 0 | 0 | 0
| 2563 | 7.7444 | 7.7444 | 6 | 31.8 | 5.7956 | 32.175 | 0.97489 | 0.113 | 7.6314 | 11 | 60 | 100% | 0 | 0 | 0 | 0 | 0 | 0 | 0
| 2564 | 8.9667 | 8.9667 | 0 | 31.3 | 0 | 31.3 | 0.97795 | 0 | 8.9667 | 10 | 51.9558 | 86.59% | 0 | 0 | 0 | 0 | 0 | 0 | 0
| 2565 | 8.9667 | 8.9667 | 0 | 30.7 | 0 | 30.7 | 0.98005 | 0 | 8.9667 | 9 | 42.5041 | 70.84% | 0 | 0 | 0 | 0 | 0 | 0 | 0
| 2566 | 8.9667 | 8.9667 | 0 | 30.2 | 0 | 30.2 | 0.9818 | 0 | 8.9667 | 8 | 33.0524 | 55.09% | 0 | 0 | 0 | 0 | 0 | 0 | 0
| 2567 | 7.3 | 7.3 | 0 | 30 | 0 | 30 | 0.9825 | 0 | 7.3 | 7 | 23.6007 | 39.33% | 0 | 0 | 0 | 0 | 0 | 0 | 0
| 2568 | 1.6889 | 3.228 | 0 | 29.7 | 0 | 29.7 | 0.98355 | 0 | 1.6889 | 6 | 15.9058 | 26.51% | 0 | 0 | 0 | 0 | 0 | 0 | 0
| 2569 | 1.1333 | 3.228 | 0 | 29.5 | 0 | 29.5 | 0.98425 | 0 | 1.1333 | 5 | 14.1255 | 23.54% | 0 | 0 | 0 | 0 | 0 | 0 | 0
| 2570 | 1.1333 | 3.228 | 0 | 29.1 | 0 | 29.1 | 0.98565 | 0 | 1.1333 | 4 | 12.9309 | 21.55% | 0 | 0 | 0 | 0 | 0.25 | 0 | 0
| 2571 | 0.022222 | 3.228 | 0 | 28.8 | 0 | 28.8 | 0.9867 | 0 | 0.022222 | 3 | 12 | 20% | 0 | 0 | 0 | 0 | 0.02 | 0 | 0
| 2572 | 0.022222 | 3.228 | 0 | 28.4 | 0 | 28.4 | 0.9881 | 0 | 0.022222 | 2 | 12 | 20% | 0 | 0 | 0 | 0 | 0.02 | 0 | 0
| 2573 | 0.022222 | 3.228 | 0 | 27.9 | 0 | 27.9 | 0.98985 | 0 | 0.022222 | 1 | 12 | 20% | 0 | 0 | 0 | 0 | 0.02 | 0 | 0
| 2574 | 0.022222 | 3.228 | 0 | 27.5 | 0 | 27.5 | 0.99125 | 0 | 0.022222 | 0 | 12 | 20% | 0 | 0 | 0 | 0 | 0.02 | 0 | 0
| 2575 | 0.022222 | 3.228 | 27 | 27 | 26.08 | 28.6875 | 0.98709 | 0.51487 | -0.49265 | 0 | 12 | 20% | 0 | 0 | 0 | 0 | 0 | 0 | 0
| 2576 | 0.66667 | 3.228 | 216 | 29 | 208.64 | 42.5 | 0.93875 | 3.9172 | -3.2505 | 0 | 12.4674 | 20.78% | 1 | 1 | 0.8 | 0 | 0 | 0 | 0
| 2577 | 0.77778 | 3.228 | 456 | 31 | 440.4622 | 59.5 | 0.87925 | 7.7455 | -6.9677 | 0 | 15.5511 | 25.92% | 1 | 0 | 0 | 0 | 0 | 0 | 0
| 2578 | 1.0444 | 3.228 | 672 | 33 | 649.1022 | 75 | 0.825 | 10.7102 | -9.6657 | 0 | 22.1613 | 36.94% | 1 | 0 | 0 | 0 | 0 | 0 | 0
| 2579 | 1.0444 | 3.228 | 794 | 33.9 | 766.9451 | 83.525 | 0.79516 | 12.1969 | -11.1525 | 0 | 31.331 | 52.22% | 1 | 0 | 0 | 0.39 | 0 | 0 | 0
| 2580 | 1.6 | 3.228 | 826 | 34.9 | 797.8547 | 86.525 | 0.78466 | 12.5209 | -10.9209 | 0 | 41.5389 | 69.23% | 1 | 0 | 0 | 0.16 | 0 | 0 | 0
| 2581 | 1.3778 | 3.228 | 768 | 35.8 | 741.831 | 83.8 | 0.7942 | 11.7832 | -10.4055 | 0 | 51.7467 | 86.24% | 1 | 0 | 0 | 1.71 | 0 | 0 | 0
| 2582 | 1.1111 | 3.228 | 798 | 35.9 | 770.8088 | 85.775 | 0.78729 | 12.137 | -11.0259 | 0 | 60 | 100% | 1 | 0 | 0 | 11.03 | 0 | 0 | 0
| 2583 | 1.1111 | 3.228 | 736 | 35.9 | 710.9214 | 81.9 | 0.80085 | 11.3868 | -10.2757 | 0 | 60 | 100% | 0 | 0 | 0 | 10.28 | 0 | 0 | 0
| 2584 | 1 | 3.228 | 586 | 36 | 566.0325 | 72.625 | 0.83331 | 9.4336 | -8.4336 | 0 | 60 | 100% | 0 | 0 | 0 | 8.43 | 0 | 0 | 0
| 2585 | 0.44444 | 3.228 | 347 | 34.7 | 335.1763 | 56.3875 | 0.89014 | 5.9671 | -5.5227 | 0 | 60 | 100% | 0 | 0 | 0 | 5.52 | 0 | 0 | 0
| 2586 | 0.44444 | 3.228 | 116 | 33.3 | 112.0474 | 40.55 | 0.94558 | 2.119 | -1.6745 | 0 | 60 | 100% | 0 | 0 | 0 | 1.67 | 0 | 0 | 0
| 2587 | 7.7444 | 7.7444 | 6 | 32 | 5.7956 | 32.375 | 0.97419 | 0.11292 | 7.6315 | 11 | 60 | 100% | 0 | 0 | 0 | 0 | 0 | 0 | 0
| 2588 | 8.9667 | 8.9667 | 0 | 31.4 | 0 | 31.4 | 0.9776 | 0 | 8.9667 | 10 | 51.9557 | 86.59% | 0 | 0 | 0 | 0 | 0 | 0 | 0
| 2589 | 8.9667 | 8.9667 | 0 | 30.9 | 0 | 30.9 | 0.97935 | 0 | 8.9667 | 9 | 42.504 | 70.84% | 0 | 0 | 0 | 0 | 0 | 0 | 0
| 2590 | 8.9667 | 8.9667 | 0 | 30.3 | 0 | 30.3 | 0.98145 | 0 | 8.9667 | 8 | 33.0523 | 55.09% | 0 | 0 | 0 | 0 | 0 | 0 | 0
| 2591 | 7.3 | 7.3 | 0 | 30 | 0 | 30 | 0.9825 | 0 | 7.3 | 7 | 23.6006 | 39.33% | 0 | 0 | 0 | 0 | 0 | 0 | 0
| 2592 | 1.6889 | 3.228 | 0 | 29.6 | 0 | 29.6 | 0.9839 | 0 | 1.6889 | 6 | 15.9057 | 26.51% | 0 | 0 | 0 | 0 | 0 | 0 | 0
| 2593 | 1.1333 | 3.228 | 0 | 29.3 | 0 | 29.3 | 0.98495 | 0 | 1.1333 | 5 | 14.1255 | 23.54% | 0 | 0 | 0 | 0 | 0 | 0 | 0
| 2594 | 1.1333 | 3.228 | 0 | 29 | 0 | 29 | 0.986 | 0 | 1.1333 | 4 | 12.9308 | 21.55% | 0 | 0 | 0 | 0 | 0.25 | 0 | 0
| 2595 | 0.022222 | 3.228 | 0 | 28.7 | 0 | 28.7 | 0.98705 | 0 | 0.022222 | 3 | 12 | 20% | 0 | 0 | 0 | 0 | 0.02 | 0 | 0
| 2596 | 0.022222 | 3.228 | 0 | 28.4 | 0 | 28.4 | 0.9881 | 0 | 0.022222 | 2 | 12 | 20% | 0 | 0 | 0 | 0 | 0.02 | 0 | 0
| 2597 | 0.022222 | 3.228 | 0 | 28.1 | 0 | 28.1 | 0.98915 | 0 | 0.022222 | 1 | 12 | 20% | 0 | 0 | 0 | 0 | 0.02 | 0 | 0
| 2598 | 0.022222 | 3.228 | 0 | 27.8 | 0 | 27.8 | 0.9902 | 0 | 0.022222 | 0 | 12 | 20% | 0 | 0 | 0 | 0 | 0.02 | 0 | 0
| 2599 | 0.022222 | 3.228 | 26 | 27.5 | 25.1141 | 29.125 | 0.98556 | 0.49503 | -0.47281 | 0 | 12 | 20% | 0 | 0 | 0 | 0 | 0 | 0 | 0
| 2600 | 0.66667 | 3.228 | 193 | 29.3 | 186.4237 | 41.3625 | 0.94273 | 3.5149 | -2.8483 | 0 | 12.4485 | 20.75% | 1 | 1 | 0.8 | 0 | 0 | 0 | 0
| 2601 | 0.77778 | 3.228 | 387 | 31 | 373.8133 | 55.1875 | 0.89434 | 6.6864 | -5.9086 | 0 | 15.1507 | 25.25% | 1 | 0 | 0 | 0 | 0 | 0 | 0
| 2602 | 1.0444 | 3.228 | 540 | 32.8 | 521.5999 | 66.55 | 0.85457 | 8.9149 | -7.8705 | 0 | 20.756 | 34.59% | 1 | 0 | 0 | 0 | 0 | 0 | 0
| 2603 | 1.0444 | 3.228 | 670 | 33.5 | 647.1703 | 75.375 | 0.82369 | 10.6613 | -9.6169 | 0 | 28.2226 | 47.04% | 1 | 0 | 0 | 0 | 0 | 0 | 0
| 2604 | 1.6 | 3.228 | 747 | 34.1 | 721.5466 | 80.7875 | 0.80474 | 11.6132 | -10.0132 | 0 | 37.346 | 62.24% | 1 | 0 | 0 | 0 | 0 | 0 | 0
| 2605 | 1.3778 | 3.228 | 764 | 34.8 | 737.9673 | 82.55 | 0.79858 | 11.7864 | -10.4087 | 0 | 46.8454 | 78.08% | 1 | 0 | 0 | 0 | 0 | 0 | 0
| 2606 | 1.1111 | 3.228 | 721 | 35.1 | 696.4325 | 80.1625 | 0.80693 | 11.2395 | -10.1284 | 0 | 56.7199 | 94.53% | 1 | 0 | 0 | 6.67 | 0 | 0 | 0
| 2607 | 1.1111 | 3.228 | 621 | 35.3 | 599.8399 | 74.1125 | 0.82811 | 9.9346 | -8.8235 | 0 | 60 | 100% | 1 | 0 | 0 | 8.82 | 0 | 0 | 0
| 2608 | 1 | 3.228 | 470 | 35.6 | 453.9851 | 64.975 | 0.86009 | 7.8093 | -6.8093 | 0 | 60 | 100% | 0 | 0 | 0 | 6.81 | 0 | 0 | 0
| 2609 | 0.44444 | 3.228 | 268 | 34.5 | 258.8681 | 51.25 | 0.90812 | 4.7017 | -4.2572 | 0 | 60 | 100% | 0 | 0 | 0 | 4.26 | 0 | 0 | 0
| 2610 | 0.44444 | 3.228 | 86 | 33.3 | 83.0696 | 38.675 | 0.95214 | 1.5819 | -1.1374 | 0 | 60 | 100% | 0 | 0 | 0 | 1.14 | 0 | 0 | 0
| 2611 | 7.7444 | 7.7444 | 4 | 32.2 | 3.8637 | 32.45 | 0.97393 | 0.075259 | 7.6692 | 11 | 60 | 100% | 0 | 0 | 0 | 0 | 0 | 0 | 0
| 2612 | 8.9667 | 8.9667 | 0 | 31.7 | 0 | 31.7 | 0.97655 | 0 | 8.9667 | 10 | 51.916 | 86.53% | 0 | 0 | 0 | 0 | 0 | 0 | 0
| 2613 | 8.9667 | 8.9667 | 0 | 31.3 | 0 | 31.3 | 0.97795 | 0 | 8.9667 | 9 | 42.4643 | 70.77% | 0 | 0 | 0 | 0 | 0 | 0 | 0
| 2614 | 8.9667 | 8.9667 | 0 | 30.8 | 0 | 30.8 | 0.9797 | 0 | 8.9667 | 8 | 33.0126 | 55.02% | 0 | 0 | 0 | 0 | 0 | 0 | 0
| 2615 | 7.3 | 7.3 | 0 | 30.3 | 0 | 30.3 | 0.98145 | 0 | 7.3 | 7 | 23.5609 | 39.27% | 0 | 0 | 0 | 0 | 0 | 0 | 0
| 2616 | 1.6889 | 3.228 | 0 | 29.8 | 0 | 29.8 | 0.9832 | 0 | 1.6889 | 6 | 15.866 | 26.44% | 0 | 0 | 0 | 0 | 0 | 0 | 0
| 2617 | 1.1333 | 3.228 | 0 | 29.3 | 0 | 29.3 | 0.98495 | 0 | 1.1333 | 5 | 14.0858 | 23.48% | 0 | 0 | 0 | 0 | 0 | 0 | 0
| 2618 | 1.1333 | 3.228 | 0 | 28.9 | 0 | 28.9 | 0.98635 | 0 | 1.1333 | 4 | 12.8911 | 21.49% | 0 | 0 | 0 | 0 | 0.29 | 0 | 0
| 2619 | 0.022222 | 3.228 | 0 | 28.6 | 0 | 28.6 | 0.9874 | 0 | 0.022222 | 3 | 12 | 20% | 0 | 0 | 0 | 0 | 0.02 | 0 | 0
| 2620 | 0.022222 | 3.228 | 0 | 28.2 | 0 | 28.2 | 0.9888 | 0 | 0.022222 | 2 | 12 | 20% | 0 | 0 | 0 | 0 | 0.02 | 0 | 0
| 2621 | 0.022222 | 3.228 | 0 | 28 | 0 | 28 | 0.9895 | 0 | 0.022222 | 1 | 12 | 20% | 0 | 0 | 0 | 0 | 0.02 | 0 | 0
| 2622 | 0.022222 | 3.228 | 0 | 27.8 | 0 | 27.8 | 0.9902 | 0 | 0.022222 | 0 | 12 | 20% | 0 | 0 | 0 | 0 | 0.02 | 0 | 0
| 2623 | 0.022222 | 3.228 | 23 | 27.6 | 22.2163 | 29.0375 | 0.98587 | 0.43805 | -0.41582 | 0 | 12 | 20% | 0 | 0 | 0 | 0 | 0 | 0 | 0
| 2624 | 0.66667 | 3.228 | 177 | 29.1 | 170.9689 | 40.1625 | 0.94693 | 3.2379 | -2.5712 | 0 | 12.3945 | 20.66% | 1 | 1 | 0.8 | 0 | 0 | 0 | 0
| 2625 | 0.77778 | 3.228 | 369 | 30.6 | 356.4266 | 53.6625 | 0.89968 | 6.4134 | -5.6356 | 0 | 14.8338 | 24.72% | 1 | 0 | 0 | 0 | 0 | 0 | 0
| 2626 | 1.0444 | 3.228 | 541 | 32.1 | 522.5659 | 65.9125 | 0.85681 | 8.9548 | -7.9103 | 0 | 20.1802 | 33.63% | 1 | 0 | 0 | 0 | 0 | 0 | 0
| 2627 | 1.0444 | 3.228 | 671 | 32.1 | 648.1362 | 74.0375 | 0.82837 | 10.7379 | -9.6935 | 0 | 27.6846 | 46.14% | 1 | 0 | 0 | 0 | 0 | 0 | 0
| 2628 | 1.6 | 3.228 | 748 | 32.1 | 722.5125 | 78.85 | 0.81153 | 11.7267 | -10.1267 | 0 | 36.8806 | 61.47% | 1 | 0 | 0 | 0 | 0 | 0 | 0
| 2629 | 1.3778 | 3.228 | 766 | 32.1 | 739.8992 | 79.975 | 0.80759 | 11.9507 | -10.5729 | 0 | 46.4877 | 77.48% | 1 | 0 | 0 | 0 | 0 | 0 | 0
| 2630 | 1.1111 | 3.228 | 761 | 33.3 | 735.0696 | 80.8625 | 0.80448 | 11.827 | -10.7159 | 0 | 56.518 | 94.2% | 1 | 0 | 0 | 7.05 | 0 | 0 | 0
| 2631 | 1.1111 | 3.228 | 684 | 34.4 | 660.6933 | 77.15 | 0.81747 | 10.802 | -9.6909 | 0 | 60 | 100% | 1 | 0 | 0 | 9.69 | 0 | 0 | 0
| 2632 | 1 | 3.228 | 538 | 35.6 | 519.6681 | 69.225 | 0.84521 | 8.7846 | -7.7846 | 0 | 60 | 100% | 0 | 0 | 0 | 7.78 | 0 | 0 | 0
| 2633 | 0.44444 | 3.228 | 313 | 34.6 | 302.3348 | 54.1625 | 0.89793 | 5.4295 | -4.9851 | 0 | 60 | 100% | 0 | 0 | 0 | 4.99 | 0 | 0 | 0
| 2634 | 0.44444 | 3.228 | 103 | 33.5 | 99.4904 | 39.9375 | 0.94772 | 1.8858 | -1.4413 | 0 | 60 | 100% | 0 | 0 | 0 | 1.44 | 0 | 0 | 0
| 2635 | 7.7444 | 7.7444 | 5 | 32.5 | 4.8296 | 32.8125 | 0.97266 | 0.093951 | 7.6505 | 11 | 60 | 100% | 0 | 0 | 0 | 0 | 0 | 0 | 0
| 2636 | 8.9667 | 8.9667 | 0 | 31.9 | 0 | 31.9 | 0.97585 | 0 | 8.9667 | 10 | 51.9357 | 86.56% | 0 | 0 | 0 | 0 | 0 | 0 | 0
| 2637 | 8.9667 | 8.9667 | 0 | 31.2 | 0 | 31.2 | 0.9783 | 0 | 8.9667 | 9 | 42.484 | 70.81% | 0 | 0 | 0 | 0 | 0 | 0 | 0
| 2638 | 8.9667 | 8.9667 | 0 | 30.6 | 0 | 30.6 | 0.9804 | 0 | 8.9667 | 8 | 33.0323 | 55.05% | 0 | 0 | 0 | 0 | 0 | 0 | 0
| 2639 | 7.3 | 7.3 | 0 | 30.2 | 0 | 30.2 | 0.9818 | 0 | 7.3 | 7 | 23.5806 | 39.3% | 0 | 0 | 0 | 0 | 0 | 0 | 0
| 2640 | 1.6889 | 3.228 | 0 | 29.7 | 0 | 29.7 | 0.98355 | 0 | 1.6889 | 6 | 15.8857 | 26.48% | 0 | 0 | 0 | 0 | 0 | 0 | 0
| 2641 | 1.1333 | 3.228 | 0 | 29.3 | 0 | 29.3 | 0.98495 | 0 | 1.1333 | 5 | 14.1055 | 23.51% | 0 | 0 | 0 | 0 | 0 | 0 | 0
| 2642 | 1.1333 | 3.228 | 0 | 29 | 0 | 29 | 0.986 | 0 | 1.1333 | 4 | 12.9108 | 21.52% | 0 | 0 | 0 | 0 | 0.27 | 0 | 0
| 2643 | 0.022222 | 3.228 | 0 | 28.7 | 0 | 28.7 | 0.98705 | 0 | 0.022222 | 3 | 12 | 20% | 0 | 0 | 0 | 0 | 0.02 | 0 | 0
| 2644 | 0.022222 | 3.228 | 0 | 28.4 | 0 | 28.4 | 0.9881 | 0 | 0.022222 | 2 | 12 | 20% | 0 | 0 | 0 | 0 | 0.02 | 0 | 0
| 2645 | 0.022222 | 3.228 | 0 | 28.1 | 0 | 28.1 | 0.98915 | 0 | 0.022222 | 1 | 12 | 20% | 0 | 0 | 0 | 0 | 0.02 | 0 | 0
| 2646 | 0.022222 | 3.228 | 0 | 27.8 | 0 | 27.8 | 0.9902 | 0 | 0.022222 | 0 | 12 | 20% | 0 | 0 | 0 | 0 | 0.02 | 0 | 0
| 2647 | 0.022222 | 3.228 | 28 | 27.5 | 27.0459 | 29.25 | 0.98513 | 0.53287 | -0.51065 | 0 | 12 | 20% | 0 | 0 | 0 | 0 | 0 | 0 | 0
| 2648 | 0.66667 | 3.228 | 197 | 29.4 | 190.2874 | 41.7125 | 0.94151 | 3.5831 | -2.9165 | 0 | 12.4844 | 20.81% | 1 | 1 | 0.8 | 0 | 0 | 0 | 0
| 2649 | 0.77778 | 3.228 | 390 | 31.3 | 376.7111 | 55.675 | 0.89264 | 6.7253 | -5.9476 | 0 | 15.2513 | 25.42% | 1 | 0 | 0 | 0 | 0 | 0 | 0
| 2650 | 1.0444 | 3.228 | 542 | 33.2 | 523.5318 | 67.075 | 0.85274 | 8.9287 | -7.8843 | 0 | 20.8936 | 34.82% | 1 | 0 | 0 | 0 | 0 | 0 | 0
| 2651 | 1.0444 | 3.228 | 671 | 33.9 | 648.1362 | 75.8375 | 0.82207 | 10.6563 | -9.6118 | 0 | 28.3733 | 47.29% | 1 | 0 | 0 | 0 | 0 | 0 | 0
| 2652 | 1.6 | 3.228 | 747 | 34.5 | 721.5466 | 81.1875 | 0.80334 | 11.593 | -9.993 | 0 | 37.4918 | 62.49% | 1 | 0 | 0 | 0 | 0 | 0 | 0
| 2653 | 1.3778 | 3.228 | 764 | 35.2 | 737.9673 | 82.95 | 0.79717 | 11.7658 | -10.388 | 0 | 46.972 | 78.29% | 1 | 0 | 0 | 0 | 0 | 0 | 0
| 2654 | 1.1111 | 3.228 | 721 | 35.2 | 696.4325 | 80.2625 | 0.80658 | 11.2346 | -10.1235 | 0 | 56.8269 | 94.71% | 1 | 0 | 0 | 6.78 | 0 | 0 | 0
| 2655 | 1.1111 | 3.228 | 620 | 35.3 | 598.874 | 74.05 | 0.82832 | 9.9212 | -8.8101 | 0 | 60 | 100% | 1 | 0 | 0 | 8.81 | 0 | 0 | 0
| 2656 | 1 | 3.228 | 469 | 35.3 | 453.0192 | 64.6125 | 0.86136 | 7.8042 | -6.8042 | 0 | 60 | 100% | 0 | 0 | 0 | 6.8 | 0 | 0 | 0
| 2657 | 0.44444 | 3.228 | 248 | 34 | 239.5496 | 49.5 | 0.91425 | 4.3802 | -3.9357 | 0 | 60 | 100% | 0 | 0 | 0 | 3.94 | 0 | 0 | 0
| 2658 | 0.44444 | 3.228 | 71 | 32.6 | 68.5807 | 37.0375 | 0.95787 | 1.3138 | -0.86938 | 0 | 60 | 100% | 0 | 0 | 0 | 0.87 | 0 | 0 | 0
| 2659 | 7.7444 | 7.7444 | 3 | 31.3 | 2.8978 | 31.4875 | 0.97729 | 0.05664 | 7.6878 | 11 | 60 | 100% | 0 | 0 | 0 | 0 | 0 | 0 | 0
| 2660 | 8.9667 | 8.9667 | 0 | 30.2 | 0 | 30.2 | 0.9818 | 0 | 8.9667 | 10 | 51.8963 | 86.49% | 0 | 0 | 0 | 0 | 0 | 0 | 0
| 2661 | 8.9667 | 8.9667 | 0 | 29.1 | 0 | 29.1 | 0.98565 | 0 | 8.9667 | 9 | 42.4446 | 70.74% | 0 | 0 | 0 | 0 | 0 | 0 | 0
| 2662 | 8.9667 | 8.9667 | 0 | 28 | 0 | 28 | 0.9895 | 0 | 8.9667 | 8 | 32.9929 | 54.99% | 0 | 0 | 0 | 0 | 0 | 0 | 0
| 2663 | 7.3 | 7.3 | 0 | 27.5 | 0 | 27.5 | 0.99125 | 0 | 7.3 | 7 | 23.5413 | 39.24% | 0 | 0 | 0 | 0 | 0 | 0 | 0
| 2664 | 1.6889 | 3.228 | 0 | 27.1 | 0 | 27.1 | 0.99265 | 0 | 1.6889 | 6 | 15.8464 | 26.41% | 0 | 0 | 0 | 0 | 0 | 0 | 0
| 2665 | 1.1333 | 3.228 | 0 | 26.6 | 0 | 26.6 | 0.9944 | 0 | 1.1333 | 5 | 14.0661 | 23.44% | 0 | 0 | 0 | 0 | 0 | 0 | 0
| 2666 | 1.1333 | 3.228 | 0 | 26.8 | 0 | 26.8 | 0.9937 | 0 | 1.1333 | 4 | 12.8715 | 21.45% | 0 | 0 | 0 | 0 | 0.31 | 0 | 0
| 2667 | 0.022222 | 3.228 | 0 | 26.9 | 0 | 26.9 | 0.99335 | 0 | 0.022222 | 3 | 12 | 20% | 0 | 0 | 0 | 0 | 0.02 | 0 | 0
| 2668 | 0.022222 | 3.228 | 0 | 27.1 | 0 | 27.1 | 0.99265 | 0 | 0.022222 | 2 | 12 | 20% | 0 | 0 | 0 | 0 | 0.02 | 0 | 0
| 2669 | 0.022222 | 3.228 | 0 | 27 | 0 | 27 | 0.993 | 0 | 0.022222 | 1 | 12 | 20% | 0 | 0 | 0 | 0 | 0.02 | 0 | 0
| 2670 | 0.022222 | 3.228 | 0 | 26.8 | 0 | 26.8 | 0.9937 | 0 | 0.022222 | 0 | 12 | 20% | 0 | 0 | 0 | 0 | 0.02 | 0 | 0
| 2671 | 0.022222 | 3.228 | 14 | 26.7 | 13.523 | 27.575 | 0.99099 | 0.26802 | -0.2458 | 0 | 12 | 20% | 0 | 0 | 0 | 0 | 0 | 0 | 0
| 2672 | 0.66667 | 3.228 | 98 | 27.7 | 94.6607 | 33.825 | 0.96911 | 1.8347 | -1.1681 | 0 | 12.2332 | 20.39% | 1 | 1 | 0.8 | 0 | 0 | 0 | 0
| 2673 | 0.77778 | 3.228 | 202 | 28.6 | 195.117 | 41.225 | 0.94321 | 3.6807 | -2.903 | 0 | 13.3413 | 22.24% | 1 | 0 | 0 | 0 | 0 | 0 | 0
| 2674 | 1.0444 | 3.228 | 295 | 29.6 | 284.9481 | 48.0375 | 0.91937 | 5.2394 | -4.195 | 0 | 16.0953 | 26.83% | 1 | 0 | 0 | 0 | 0 | 0 | 0
| 2675 | 1.0444 | 3.228 | 486 | 29.8 | 469.44 | 60.175 | 0.87689 | 8.2329 | -7.1885 | 0 | 20.075 | 33.46% | 1 | 0 | 0 | 0 | 0 | 0 | 0
| 2676 | 1.6 | 3.228 | 655 | 30 | 632.6814 | 70.9375 | 0.83922 | 10.6192 | -9.0192 | 0 | 26.8946 | 44.82% | 1 | 0 | 0 | 0 | 0 | 0 | 0
| 2677 | 1.3778 | 3.228 | 766 | 30.2 | 739.8992 | 78.075 | 0.81424 | 12.0491 | -10.6713 | 0 | 35.4509 | 59.08% | 1 | 0 | 0 | 0 | 0 | 0 | 0
| 2678 | 1.1111 | 3.228 | 678 | 30.1 | 654.8977 | 72.475 | 0.83384 | 10.9216 | -9.8105 | 0 | 45.5746 | 75.96% | 1 | 0 | 0 | 0 | 0 | 0 | 0
| 2679 | 1.1111 | 3.228 | 542 | 29.9 | 523.5318 | 63.775 | 0.86429 | 9.0496 | -7.9385 | 0 | 54.8816 | 91.47% | 1 | 0 | 0 | 2.54 | 0 | 0 | 0
| 2680 | 1 | 3.228 | 376 | 29.8 | 363.1881 | 53.3 | 0.90095 | 6.5443 | -5.5443 | 0 | 60 | 100% | 1 | 0 | 0 | 5.54 | 0 | 0 | 0
| 2681 | 0.44444 | 3.228 | 205 | 29.4 | 198.0148 | 42.2125 | 0.93976 | 3.7217 | -3.2773 | 0 | 60 | 100% | 0 | 0 | 0 | 3.28 | 0 | 0 | 0
| 2682 | 0.44444 | 3.228 | 62 | 29 | 59.8874 | 32.875 | 0.97244 | 1.1647 | -0.72029 | 0 | 60 | 100% | 0 | 0 | 0 | 0.72 | 0 | 0 | 0
| 2683 | 7.7444 | 7.7444 | 3 | 28.5 | 2.8978 | 28.6875 | 0.98709 | 0.057208 | 7.6872 | 11 | 60 | 100% | 0 | 0 | 0 | 0 | 0 | 0 | 0
| 2684 | 8.9667 | 8.9667 | 0 | 28.2 | 0 | 28.2 | 0.9888 | 0 | 8.9667 | 10 | 51.8969 | 86.49% | 0 | 0 | 0 | 0 | 0 | 0 | 0
| 2685 | 8.9667 | 8.9667 | 0 | 27.9 | 0 | 27.9 | 0.98985 | 0 | 8.9667 | 9 | 42.4452 | 70.74% | 0 | 0 | 0 | 0 | 0 | 0 | 0
| 2686 | 8.9667 | 8.9667 | 0 | 27.6 | 0 | 27.6 | 0.9909 | 0 | 8.9667 | 8 | 32.9935 | 54.99% | 0 | 0 | 0 | 0 | 0 | 0 | 0
| 2687 | 7.3 | 7.3 | 0 | 27.4 | 0 | 27.4 | 0.9916 | 0 | 7.3 | 7 | 23.5419 | 39.24% | 0 | 0 | 0 | 0 | 0 | 0 | 0
| 2688 | 1.6889 | 3.228 | 0 | 27.1 | 0 | 27.1 | 0.99265 | 0 | 1.6889 | 6 | 15.847 | 26.41% | 0 | 0 | 0 | 0 | 0 | 0 | 0
| 2689 | 1.1333 | 3.228 | 0 | 26.9 | 0 | 26.9 | 0.99335 | 0 | 1.1333 | 5 | 14.0667 | 23.44% | 0 | 0 | 0 | 0 | 0 | 0 | 0
| 2690 | 1.1333 | 3.228 | 0 | 26.5 | 0 | 26.5 | 0.99475 | 0 | 1.1333 | 4 | 12.8721 | 21.45% | 0 | 0 | 0 | 0 | 0.31 | 0 | 0
| 2691 | 0.022222 | 3.228 | 0 | 26 | 0 | 26 | 0.9965 | 0 | 0.022222 | 3 | 12 | 20% | 0 | 0 | 0 | 0 | 0.02 | 0 | 0
| 2692 | 0.022222 | 3.228 | 0 | 25.6 | 0 | 25.6 | 0.9979 | 0 | 0.022222 | 2 | 12 | 20% | 0 | 0 | 0 | 0 | 0.02 | 0 | 0
| 2693 | 0.022222 | 3.228 | 0 | 25.7 | 0 | 25.7 | 0.99755 | 0 | 0.022222 | 1 | 12 | 20% | 0 | 0 | 0 | 0 | 0.02 | 0 | 0
| 2694 | 0.022222 | 3.228 | 0 | 25.9 | 0 | 25.9 | 0.99685 | 0 | 0.022222 | 0 | 12 | 20% | 0 | 0 | 0 | 0 | 0.02 | 0 | 0
| 2695 | 0.022222 | 3.228 | 30 | 26 | 28.9778 | 27.875 | 0.98994 | 0.57372 | -0.5515 | 0 | 12 | 20% | 0 | 0 | 0 | 0 | 0 | 0 | 0
| 2696 | 0.66667 | 3.228 | 200 | 27.8 | 193.1852 | 40.3 | 0.94645 | 3.6568 | -2.9901 | 0 | 12.5232 | 20.87% | 1 | 1 | 0.8 | 0 | 0 | 0 | 0
| 2697 | 0.77778 | 3.228 | 393 | 29.6 | 379.6088 | 54.1625 | 0.89793 | 6.8173 | -6.0395 | 0 | 15.3599 | 25.6% | 1 | 0 | 0 | 0 | 0 | 0 | 0
| 2698 | 1.0444 | 3.228 | 544 | 31.4 | 525.4636 | 65.4 | 0.8586 | 9.0233 | -7.9788 | 0 | 21.0894 | 35.15% | 1 | 0 | 0 | 0 | 0 | 0 | 0
| 2699 | 1.0444 | 3.228 | 587 | 30.9 | 566.9985 | 67.5875 | 0.85094 | 9.6497 | -8.6052 | 0 | 28.6588 | 47.76% | 1 | 0 | 0 | 0 | 0 | 0 | 0
| 2700 | 1.6 | 3.228 | 538 | 30.5 | 519.6681 | 64.125 | 0.86306 | 8.9701 | -7.3701 | 0 | 36.8225 | 61.37% | 1 | 0 | 0 | 0 | 0 | 0 | 0
| 2701 | 1.3778 | 3.228 | 412 | 30 | 397.9614 | 55.75 | 0.89238 | 7.1026 | -5.7248 | 0 | 43.8144 | 73.02% | 1 | 0 | 0 | 0 | 0 | 0 | 0
| 2702 | 1.1111 | 3.228 | 518 | 30.7 | 500.3496 | 63.075 | 0.86674 | 8.6734 | -7.5623 | 0 | 49.2454 | 82.08% | 1 | 0 | 0 | 0 | 0 | 0 | 0
| 2703 | 1.1111 | 3.228 | 540 | 31.4 | 521.5999 | 65.15 | 0.85947 | 8.966 | -7.8549 | 0 | 56.4197 | 94.03% | 1 | 0 | 0 | 4.08 | 0 | 0 | 0
| 2704 | 1 | 3.228 | 468 | 32.1 | 452.0533 | 61.35 | 0.87277 | 7.8908 | -6.8908 | 0 | 60 | 100% | 1 | 0 | 0 | 6.89 | 0 | 0 | 0
| 2705 | 0.44444 | 3.228 | 283 | 31.7 | 273.357 | 49.3875 | 0.91464 | 5.0005 | -4.556 | 0 | 60 | 100% | 0 | 0 | 0 | 4.56 | 0 | 0 | 0
| 2706 | 0.44444 | 3.228 | 98 | 31.3 | 94.6607 | 37.425 | 0.95651 | 1.8109 | -1.3664 | 0 | 60 | 100% | 0 | 0 | 0 | 1.37 | 0 | 0 | 0
| 2707 | 7.7444 | 7.7444 | 6 | 30.9 | 5.7956 | 31.275 | 0.97804 | 0.11337 | 7.6311 | 11 | 60 | 100% | 0 | 0 | 0 | 0 | 0 | 0 | 0
| 2708 | 8.9667 | 8.9667 | 0 | 30.5 | 0 | 30.5 | 0.98075 | 0 | 8.9667 | 10 | 51.9561 | 86.59% | 0 | 0 | 0 | 0 | 0 | 0 | 0
| 2709 | 8.9667 | 8.9667 | 0 | 30 | 0 | 30 | 0.9825 | 0 | 8.9667 | 9 | 42.5044 | 70.84% | 0 | 0 | 0 | 0 | 0 | 0 | 0
| 2710 | 8.9667 | 8.9667 | 0 | 29.6 | 0 | 29.6 | 0.9839 | 0 | 8.9667 | 8 | 33.0527 | 55.09% | 0 | 0 | 0 | 0 | 0 | 0 | 0
| 2711 | 7.3 | 7.3 | 0 | 29.4 | 0 | 29.4 | 0.9846 | 0 | 7.3 | 7 | 23.601 | 39.34% | 0 | 0 | 0 | 0 | 0 | 0 | 0
| 2712 | 1.6889 | 3.228 | 0 | 29.2 | 0 | 29.2 | 0.9853 | 0 | 1.6889 | 6 | 15.9062 | 26.51% | 0 | 0 | 0 | 0 | 0 | 0 | 0
| 2713 | 1.1333 | 3.228 | 0 | 29 | 0 | 29 | 0.986 | 0 | 1.1333 | 5 | 14.1259 | 23.54% | 0 | 0 | 0 | 0 | 0 | 0 | 0
| 2714 | 1.1333 | 3.228 | 0 | 28.8 | 0 | 28.8 | 0.9867 | 0 | 1.1333 | 4 | 12.9313 | 21.55% | 0 | 0 | 0 | 0 | 0.25 | 0 | 0
| 2715 | 0.022222 | 3.228 | 0 | 28.5 | 0 | 28.5 | 0.98775 | 0 | 0.022222 | 3 | 12 | 20% | 0 | 0 | 0 | 0 | 0.02 | 0 | 0
| 2716 | 0.022222 | 3.228 | 0 | 28.3 | 0 | 28.3 | 0.98845 | 0 | 0.022222 | 2 | 12 | 20% | 0 | 0 | 0 | 0 | 0.02 | 0 | 0
| 2717 | 0.022222 | 3.228 | 0 | 27.9 | 0 | 27.9 | 0.98985 | 0 | 0.022222 | 1 | 12 | 20% | 0 | 0 | 0 | 0 | 0.02 | 0 | 0
| 2718 | 0.022222 | 3.228 | 0 | 27.6 | 0 | 27.6 | 0.9909 | 0 | 0.022222 | 0 | 12 | 20% | 0 | 0 | 0 | 0 | 0.02 | 0 | 0
| 2719 | 0.022222 | 3.228 | 27 | 27.2 | 26.08 | 28.8875 | 0.98639 | 0.5145 | -0.49228 | 0 | 12 | 20% | 0 | 0 | 0 | 0 | 0 | 0 | 0
| 2720 | 0.66667 | 3.228 | 183 | 29.1 | 176.7644 | 40.5375 | 0.94562 | 3.343 | -2.6764 | 0 | 12.467 | 20.78% | 1 | 1 | 0.8 | 0 | 0 | 0 | 0
| 2721 | 0.77778 | 3.228 | 374 | 30.9 | 361.2563 | 54.275 | 0.89754 | 6.4848 | -5.707 | 0 | 15.006 | 25.01% | 1 | 0 | 0 | 0 | 0 | 0 | 0
| 2722 | 1.0444 | 3.228 | 545 | 32.8 | 526.4296 | 66.8625 | 0.85348 | 8.986 | -7.9415 | 0 | 20.4202 | 34.03% | 1 | 0 | 0 | 0 | 0 | 0 | 0
| 2723 | 1.0444 | 3.228 | 674 | 33.6 | 651.034 | 75.725 | 0.82246 | 10.709 | -9.6646 | 0 | 27.9542 | 46.59% | 1 | 0 | 0 | 0 | 0 | 0 | 0
| 2724 | 1.6 | 3.228 | 749 | 34.4 | 723.4784 | 81.2125 | 0.80326 | 11.6228 | -10.0228 | 0 | 37.1228 | 61.87% | 1 | 0 | 0 | 0 | 0 | 0 | 0
| 2725 | 1.3778 | 3.228 | 766 | 35.2 | 739.8992 | 83.075 | 0.79674 | 11.7901 | -10.4123 | 0 | 46.6313 | 77.72% | 1 | 0 | 0 | 0 | 0 | 0 | 0
| 2726 | 1.1111 | 3.228 | 759 | 35.3 | 733.1377 | 82.7375 | 0.79792 | 11.6997 | -10.5886 | 0 | 56.5093 | 94.18% | 1 | 0 | 0 | 6.91 | 0 | 0 | 0
| 2727 | 1.1111 | 3.228 | 682 | 35.4 | 658.7614 | 78.025 | 0.81441 | 10.7301 | -9.619 | 0 | 60 | 100% | 1 | 0 | 0 | 9.62 | 0 | 0 | 0
| 2728 | 1 | 3.228 | 536 | 35.5 | 517.7362 | 69 | 0.846 | 8.7601 | -7.7601 | 0 | 60 | 100% | 0 | 0 | 0 | 7.76 | 0 | 0 | 0
| 2729 | 0.44444 | 3.228 | 336 | 34.5 | 324.5511 | 55.5 | 0.89325 | 5.7981 | -5.3537 | 0 | 60 | 100% | 0 | 0 | 0 | 5.35 | 0 | 0 | 0
| 2730 | 0.44444 | 3.228 | 120 | 33.6 | 115.9111 | 41.1 | 0.94365 | 2.1876 | -1.7431 | 0 | 60 | 100% | 0 | 0 | 0 | 1.74 | 0 | 0 | 0
| 2731 | 7.7444 | 7.7444 | 7 | 32.6 | 6.7615 | 33.0375 | 0.97187 | 0.13143 | 7.613 | 11 | 60 | 100% | 0 | 0 | 0 | 0 | 0 | 0 | 0
| 2732 | 8.9667 | 8.9667 | 0 | 31.9 | 0 | 31.9 | 0.97585 | 0 | 8.9667 | 10 | 51.9752 | 86.63% | 0 | 0 | 0 | 0 | 0 | 0 | 0
| 2733 | 8.9667 | 8.9667 | 0 | 31.2 | 0 | 31.2 | 0.9783 | 0 | 8.9667 | 9 | 42.5235 | 70.87% | 0 | 0 | 0 | 0 | 0 | 0 | 0
| 2734 | 8.9667 | 8.9667 | 0 | 30.5 | 0 | 30.5 | 0.98075 | 0 | 8.9667 | 8 | 33.0718 | 55.12% | 0 | 0 | 0 | 0 | 0 | 0 | 0
| 2735 | 7.3 | 7.3 | 0 | 30.2 | 0 | 30.2 | 0.9818 | 0 | 7.3 | 7 | 23.6201 | 39.37% | 0 | 0 | 0 | 0 | 0 | 0 | 0
| 2736 | 1.6889 | 3.228 | 0 | 29.9 | 0 | 29.9 | 0.98285 | 0 | 1.6889 | 6 | 15.9252 | 26.54% | 0 | 0 | 0 | 0 | 0 | 0 | 0
| 2737 | 1.1333 | 3.228 | 0 | 29.6 | 0 | 29.6 | 0.9839 | 0 | 1.1333 | 5 | 14.145 | 23.57% | 0 | 0 | 0 | 0 | 0 | 0 | 0
| 2738 | 1.1333 | 3.228 | 0 | 29.3 | 0 | 29.3 | 0.98495 | 0 | 1.1333 | 4 | 12.9503 | 21.58% | 0 | 0 | 0 | 0 | 0.23 | 0 | 0
| 2739 | 0.022222 | 3.228 | 0 | 29 | 0 | 29 | 0.986 | 0 | 0.022222 | 3 | 12 | 20% | 0 | 0 | 0 | 0 | 0.02 | 0 | 0
| 2740 | 0.022222 | 3.228 | 0 | 28.8 | 0 | 28.8 | 0.9867 | 0 | 0.022222 | 2 | 12 | 20% | 0 | 0 | 0 | 0 | 0.02 | 0 | 0
| 2741 | 0.022222 | 3.228 | 0 | 28.6 | 0 | 28.6 | 0.9874 | 0 | 0.022222 | 1 | 12 | 20% | 0 | 0 | 0 | 0 | 0.02 | 0 | 0
| 2742 | 0.022222 | 3.228 | 0 | 28.4 | 0 | 28.4 | 0.9881 | 0 | 0.022222 | 0 | 12 | 20% | 0 | 0 | 0 | 0 | 0.02 | 0 | 0
| 2743 | 0.022222 | 3.228 | 28 | 28.2 | 27.0459 | 29.95 | 0.98267 | 0.53155 | -0.50932 | 0 | 12 | 20% | 0 | 0 | 0 | 0 | 0 | 0 | 0
| 2744 | 0.66667 | 3.228 | 184 | 29 | 177.7304 | 40.5 | 0.94575 | 3.3618 | -2.6951 | 0 | 12.4832 | 20.81% | 1 | 1 | 0.8 | 0 | 0 | 0 | 0
| 2745 | 0.77778 | 3.228 | 375 | 30.7 | 362.2222 | 54.1375 | 0.89802 | 6.5056 | -5.7279 | 0 | 15.04 | 25.07% | 1 | 0 | 0 | 0 | 0 | 0 | 0
| 2746 | 1.0444 | 3.228 | 545 | 32.5 | 526.4296 | 66.5625 | 0.85453 | 8.997 | -7.9526 | 0 | 20.4739 | 34.12% | 1 | 0 | 0 | 0 | 0 | 0 | 0
| 2747 | 1.0444 | 3.228 | 673 | 33.4 | 650.0681 | 75.4625 | 0.82338 | 10.7051 | -9.6606 | 0 | 28.0184 | 46.7% | 1 | 0 | 0 | 0 | 0 | 0 | 0
| 2748 | 1.6 | 3.228 | 748 | 34.4 | 722.5125 | 81.15 | 0.80347 | 11.6104 | -10.0104 | 0 | 37.1833 | 61.97% | 1 | 0 | 0 | 0 | 0 | 0 | 0
| 2749 | 1.3778 | 3.228 | 763 | 35.3 | 737.0014 | 82.9875 | 0.79704 | 11.7484 | -10.3707 | 0 | 46.68 | 77.8% | 1 | 0 | 0 | 0 | 0 | 0 | 0
| 2750 | 1.1111 | 3.228 | 793 | 35.3 | 765.9792 | 84.8625 | 0.79048 | 12.1098 | -10.9987 | 0 | 56.5185 | 94.2% | 1 | 0 | 0 | 7.33 | 0 | 0 | 0
| 2751 | 1.1111 | 3.228 | 732 | 35.4 | 707.0577 | 81.15 | 0.80347 | 11.3621 | -10.251 | 0 | 60 | 100% | 1 | 0 | 0 | 10.25 | 0 | 0 | 0
| 2752 | 1 | 3.228 | 584 | 35.4 | 564.1007 | 71.9 | 0.83585 | 9.4301 | -8.4301 | 0 | 60 | 100% | 0 | 0 | 0 | 8.43 | 0 | 0 | 0
| 2753 | 0.44444 | 3.228 | 361 | 34.4 | 348.6992 | 56.9625 | 0.88813 | 6.1938 | -5.7494 | 0 | 60 | 100% | 0 | 0 | 0 | 5.75 | 0 | 0 | 0
| 2754 | 0.44444 | 3.228 | 128 | 33.5 | 123.6385 | 41.5 | 0.94225 | 2.33 | -1.8855 | 0 | 60 | 100% | 0 | 0 | 0 | 1.89 | 0 | 0 | 0
| 2755 | 7.7444 | 7.7444 | 7 | 32.5 | 6.7615 | 32.9375 | 0.97222 | 0.13147 | 7.613 | 11 | 60 | 100% | 0 | 0 | 0 | 0 | 0 | 0 | 0
| 2756 | 8.9667 | 8.9667 | 0 | 31 | 0 | 31 | 0.979 | 0 | 8.9667 | 10 | 51.9752 | 86.63% | 0 | 0 | 0 | 0 | 0 | 0 | 0
| 2757 | 8.9667 | 8.9667 | 0 | 30.5 | 0 | 30.5 | 0.98075 | 0 | 8.9667 | 9 | 42.5235 | 70.87% | 0 | 0 | 0 | 0 | 0 | 0 | 0
| 2758 | 8.9667 | 8.9667 | 0 | 30 | 0 | 30 | 0.9825 | 0 | 8.9667 | 8 | 33.0718 | 55.12% | 0 | 0 | 0 | 0 | 0 | 0 | 0
| 2759 | 7.3 | 7.3 | 0 | 29.9 | 0 | 29.9 | 0.98285 | 0 | 7.3 | 7 | 23.6201 | 39.37% | 0 | 0 | 0 | 0 | 0 | 0 | 0
| 2760 | 1.6889 | 3.228 | 0 | 29.8 | 0 | 29.8 | 0.9832 | 0 | 1.6889 | 6 | 15.9253 | 26.54% | 0 | 0 | 0 | 0 | 0 | 0 | 0
| 2761 | 1.1333 | 3.228 | 0 | 29.7 | 0 | 29.7 | 0.98355 | 0 | 1.1333 | 5 | 14.145 | 23.58% | 0 | 0 | 0 | 0 | 0 | 0 | 0
| 2762 | 1.1333 | 3.228 | 0 | 29.5 | 0 | 29.5 | 0.98425 | 0 | 1.1333 | 4 | 12.9504 | 21.58% | 0 | 0 | 0 | 0 | 0.23 | 0 | 0
| 2763 | 0.022222 | 3.228 | 0 | 29.2 | 0 | 29.2 | 0.9853 | 0 | 0.022222 | 3 | 12 | 20% | 0 | 0 | 0 | 0 | 0.02 | 0 | 0
| 2764 | 0.022222 | 3.228 | 0 | 29 | 0 | 29 | 0.986 | 0 | 0.022222 | 2 | 12 | 20% | 0 | 0 | 0 | 0 | 0.02 | 0 | 0
| 2765 | 0.022222 | 3.228 | 0 | 28.6 | 0 | 28.6 | 0.9874 | 0 | 0.022222 | 1 | 12 | 20% | 0 | 0 | 0 | 0 | 0.02 | 0 | 0
| 2766 | 0.022222 | 3.228 | 0 | 28.2 | 0 | 28.2 | 0.9888 | 0 | 0.022222 | 0 | 12 | 20% | 0 | 0 | 0 | 0 | 0.02 | 0 | 0
| 2767 | 0.022222 | 3.228 | 36 | 27.8 | 34.7733 | 30.05 | 0.98233 | 0.68317 | -0.66095 | 0 | 12 | 20% | 0 | 0 | 0 | 0 | 0 | 0 | 0
| 2768 | 0.66667 | 3.228 | 235 | 29.6 | 226.9926 | 44.2875 | 0.93249 | 4.2334 | -3.5667 | 0 | 12.627 | 21.05% | 1 | 1 | 0.8 | 0 | 0 | 0 | 0
| 2769 | 0.77778 | 3.228 | 485 | 31.5 | 468.474 | 61.8125 | 0.87116 | 8.1623 | -7.3845 | 0 | 16.0107 | 26.68% | 1 | 0 | 0 | 0 | 0 | 0 | 0
| 2770 | 1.0444 | 3.228 | 715 | 33.3 | 690.637 | 77.9875 | 0.81454 | 11.2511 | -10.2066 | 0 | 23.0163 | 38.36% | 1 | 0 | 0 | 0 | 0 | 0 | 0
| 2771 | 1.0444 | 3.228 | 883 | 34.4 | 852.9125 | 89.5875 | 0.77394 | 13.2021 | -12.1577 | 0 | 32.6991 | 54.5% | 1 | 0 | 0 | 1.4 | 0 | 0 | 0
| 2772 | 1.6 | 3.228 | 983 | 35.6 | 949.5051 | 97.0375 | 0.74787 | 14.2021 | -12.6021 | 0 | 42.907 | 71.51% | 1 | 0 | 0 | 1.84 | 0 | 0 | 0
| 2773 | 1.3778 | 3.228 | 1006 | 36.7 | 971.7214 | 99.575 | 0.73899 | 14.3618 | -12.984 | 0 | 53.1148 | 88.52% | 1 | 0 | 0 | 5.73 | 0 | 0 | 0
| 2774 | 1.1111 | 3.228 | 920 | 36.8 | 888.6518 | 94.3 | 0.75745 | 13.4622 | -12.3511 | 0 | 60 | 100% | 1 | 0 | 0 | 12.35 | 0 | 0 | 0
| 2775 | 1.1111 | 3.228 | 757 | 37 | 731.2059 | 84.3125 | 0.79241 | 11.5882 | -10.4771 | 0 | 60 | 100% | 0 | 0 | 0 | 10.48 | 0 | 0 | 0
| 2776 | 1 | 3.228 | 540 | 35.3 | 521.5999 | 69.05 | 0.84583 | 8.8236 | -7.8236 | 0 | 60 | 100% | 0 | 0 | 0 | 7.82 | 0 | 0 | 0
| 2777 | 0.44444 | 3.228 | 315 | 33.8 | 304.2666 | 53.4875 | 0.90029 | 5.4786 | -5.0341 | 0 | 60 | 100% | 0 | 0 | 0 | 5.03 | 0 | 0 | 0
| 2778 | 0.44444 | 3.228 | 105 | 32.3 | 101.4222 | 38.8625 | 0.95148 | 1.93 | -1.4856 | 0 | 60 | 100% | 0 | 0 | 0 | 1.49 | 0 | 0 | 0
| 2779 | 7.7444 | 7.7444 | 6 | 30.8 | 5.7956 | 31.175 | 0.97839 | 0.11341 | 7.631 | 11 | 60 | 100% | 0 | 0 | 0 | 0 | 0 | 0 | 0
| 2780 | 8.9667 | 8.9667 | 0 | 30.6 | 0 | 30.6 | 0.9804 | 0 | 8.9667 | 10 | 51.9562 | 86.59% | 0 | 0 | 0 | 0 | 0 | 0 | 0
| 2781 | 8.9667 | 8.9667 | 0 | 30.5 | 0 | 30.5 | 0.98075 | 0 | 8.9667 | 9 | 42.5045 | 70.84% | 0 | 0 | 0 | 0 | 0 | 0 | 0
| 2782 | 8.9667 | 8.9667 | 0 | 30.3 | 0 | 30.3 | 0.98145 | 0 | 8.9667 | 8 | 33.0528 | 55.09% | 0 | 0 | 0 | 0 | 0 | 0 | 0
| 2783 | 7.3 | 7.3 | 0 | 30 | 0 | 30 | 0.9825 | 0 | 7.3 | 7 | 23.6011 | 39.34% | 0 | 0 | 0 | 0 | 0 | 0 | 0
| 2784 | 1.6889 | 3.228 | 0 | 29.8 | 0 | 29.8 | 0.9832 | 0 | 1.6889 | 6 | 15.9062 | 26.51% | 0 | 0 | 0 | 0 | 0 | 0 | 0
| 2785 | 1.1333 | 3.228 | 0 | 29.5 | 0 | 29.5 | 0.98425 | 0 | 1.1333 | 5 | 14.126 | 23.54% | 0 | 0 | 0 | 0 | 0 | 0 | 0
| 2786 | 1.1333 | 3.228 | 0 | 28.8 | 0 | 28.8 | 0.9867 | 0 | 1.1333 | 4 | 12.9313 | 21.55% | 0 | 0 | 0 | 0 | 0.25 | 0 | 0
| 2787 | 0.022222 | 3.228 | 0 | 28.2 | 0 | 28.2 | 0.9888 | 0 | 0.022222 | 3 | 12 | 20% | 0 | 0 | 0 | 0 | 0.02 | 0 | 0
| 2788 | 0.022222 | 3.228 | 0 | 27.5 | 0 | 27.5 | 0.99125 | 0 | 0.022222 | 2 | 12 | 20% | 0 | 0 | 0 | 0 | 0.02 | 0 | 0
| 2789 | 0.022222 | 3.228 | 0 | 27.4 | 0 | 27.4 | 0.9916 | 0 | 0.022222 | 1 | 12 | 20% | 0 | 0 | 0 | 0 | 0.02 | 0 | 0
| 2790 | 0.022222 | 3.228 | 0 | 27.2 | 0 | 27.2 | 0.9923 | 0 | 0.022222 | 0 | 12 | 20% | 0 | 0 | 0 | 0 | 0.02 | 0 | 0
| 2791 | 0.022222 | 3.228 | 34 | 27.1 | 32.8415 | 29.225 | 0.98521 | 0.64712 | -0.62489 | 0 | 12 | 20% | 0 | 0 | 0 | 0 | 0 | 0 | 0
| 2792 | 0.66667 | 3.228 | 206 | 28.9 | 198.9807 | 41.775 | 0.94129 | 3.746 | -3.0793 | 0 | 12.5928 | 20.99% | 1 | 1 | 0.8 | 0 | 0 | 0 | 0
| 2793 | 0.77778 | 3.228 | 397 | 30.8 | 383.4726 | 55.6125 | 0.89286 | 6.8477 | -6.0699 | 0 | 15.5141 | 25.86% | 1 | 0 | 0 | 0 | 0 | 0 | 0
| 2794 | 1.0444 | 3.228 | 546 | 32.6 | 527.3955 | 66.725 | 0.85396 | 9.0075 | -7.9631 | 0 | 21.2726 | 35.45% | 1 | 0 | 0 | 0 | 0 | 0 | 0
| 2795 | 1.0444 | 3.228 | 742 | 33.1 | 716.717 | 79.475 | 0.80934 | 11.6013 | -10.5569 | 0 | 28.827 | 48.04% | 1 | 0 | 0 | 0 | 0 | 0 | 0
| 2796 | 1.6 | 3.228 | 885 | 33.5 | 854.8444 | 88.8125 | 0.77666 | 13.2784 | -11.6784 | 0 | 38.8421 | 64.74% | 1 | 0 | 0 | 0.92 | 0 | 0 | 0
| 2797 | 1.3778 | 3.228 | 950 | 34 | 917.6295 | 93.375 | 0.76069 | 13.9606 | -12.5828 | 0 | 49.05 | 81.75% | 1 | 0 | 0 | 1.82 | 0 | 0 | 0
| 2798 | 1.1111 | 3.228 | 928 | 34.5 | 896.3792 | 92.5 | 0.76375 | 13.6922 | -12.5811 | 0 | 59.2578 | 98.76% | 1 | 0 | 0 | 11.8 | 0 | 0 | 0
| 2799 | 1.1111 | 3.228 | 818 | 34.9 | 790.1273 | 86.025 | 0.78641 | 12.4273 | -11.3162 | 0 | 60 | 100% | 1 | 0 | 0 | 11.32 | 0 | 0 | 0
| 2800 | 1 | 3.228 | 630 | 35.4 | 608.5333 | 74.775 | 0.82579 | 10.0504 | -9.0504 | 0 | 60 | 100% | 0 | 0 | 0 | 9.05 | 0 | 0 | 0
| 2801 | 0.44444 | 3.228 | 380 | 34.3 | 367.0518 | 58.05 | 0.88433 | 6.4919 | -6.0474 | 0 | 60 | 100% | 0 | 0 | 0 | 6.05 | 0 | 0 | 0
| 2802 | 0.44444 | 3.228 | 132 | 33.1 | 127.5022 | 41.35 | 0.94278 | 2.4041 | -1.9597 | 0 | 60 | 100% | 0 | 0 | 0 | 1.96 | 0 | 0 | 0
| 2803 | 7.7444 | 7.7444 | 8 | 32 | 7.7274 | 32.5 | 0.97375 | 0.15049 | 7.594 | 11 | 60 | 100% | 0 | 0 | 0 | 0 | 0 | 0 | 0
| 2804 | 8.9667 | 8.9667 | 0 | 31.3 | 0 | 31.3 | 0.97795 | 0 | 8.9667 | 10 | 51.9953 | 86.66% | 0 | 0 | 0 | 0 | 0 | 0 | 0
| 2805 | 8.9667 | 8.9667 | 0 | 30.7 | 0 | 30.7 | 0.98005 | 0 | 8.9667 | 9 | 42.5436 | 70.91% | 0 | 0 | 0 | 0 | 0 | 0 | 0
| 2806 | 8.9667 | 8.9667 | 0 | 30 | 0 | 30 | 0.9825 | 0 | 8.9667 | 8 | 33.0919 | 55.15% | 0 | 0 | 0 | 0 | 0 | 0 | 0
| 2807 | 7.3 | 7.3 | 0 | 29.7 | 0 | 29.7 | 0.98355 | 0 | 7.3 | 7 | 23.6402 | 39.4% | 0 | 0 | 0 | 0 | 0 | 0 | 0
| 2808 | 1.6889 | 3.228 | 0 | 29.5 | 0 | 29.5 | 0.98425 | 0 | 1.6889 | 6 | 15.9453 | 26.58% | 0 | 0 | 0 | 0 | 0 | 0 | 0
| 2809 | 1.1333 | 3.228 | 0 | 29.2 | 0 | 29.2 | 0.9853 | 0 | 1.1333 | 5 | 14.1651 | 23.61% | 0 | 0 | 0 | 0 | 0 | 0 | 0
| 2810 | 1.1333 | 3.228 | 0 | 29.1 | 0 | 29.1 | 0.98565 | 0 | 1.1333 | 4 | 12.9704 | 21.62% | 0 | 0 | 0 | 0 | 0.21 | 0 | 0
| 2811 | 0.022222 | 3.228 | 0 | 29.1 | 0 | 29.1 | 0.98565 | 0 | 0.022222 | 3 | 12 | 20% | 0 | 0 | 0 | 0 | 0.02 | 0 | 0
| 2812 | 0.022222 | 3.228 | 0 | 29 | 0 | 29 | 0.986 | 0 | 0.022222 | 2 | 12 | 20% | 0 | 0 | 0 | 0 | 0.02 | 0 | 0
| 2813 | 0.022222 | 3.228 | 0 | 29 | 0 | 29 | 0.986 | 0 | 0.022222 | 1 | 12 | 20% | 0 | 0 | 0 | 0 | 0.02 | 0 | 0
| 2814 | 0.022222 | 3.228 | 0 | 29 | 0 | 29 | 0.986 | 0 | 0.022222 | 0 | 12 | 20% | 0 | 0 | 0 | 0 | 0.02 | 0 | 0
| 2815 | 0.022222 | 3.228 | 40 | 29 | 38.637 | 31.5 | 0.97725 | 0.75516 | -0.73294 | 0 | 12 | 20% | 0 | 0 | 0 | 0 | 0 | 0 | 0
| 2816 | 0.66667 | 3.228 | 243 | 30.3 | 234.72 | 45.4875 | 0.92829 | 4.3578 | -3.6911 | 0 | 12.6953 | 21.16% | 1 | 1 | 0.8 | 0 | 0 | 0 | 0
| 2817 | 0.77778 | 3.228 | 481 | 31.5 | 464.6103 | 61.5625 | 0.87203 | 8.1031 | -7.3253 | 0 | 16.197 | 27% | 1 | 0 | 0 | 0 | 0 | 0 | 0
| 2818 | 1.0444 | 3.228 | 684 | 32.8 | 660.6933 | 75.55 | 0.82308 | 10.876 | -9.8316 | 0 | 23.1464 | 38.58% | 1 | 0 | 0 | 0 | 0 | 0 | 0
| 2819 | 1.0444 | 3.228 | 843 | 34 | 814.2755 | 86.6875 | 0.78409 | 12.7694 | -11.7249 | 0 | 32.4735 | 54.12% | 1 | 0 | 0 | 0.96 | 0 | 0 | 0
| 2820 | 1.6 | 3.228 | 937 | 35.1 | 905.0725 | 93.6625 | 0.75968 | 13.7513 | -12.1513 | 0 | 42.6813 | 71.14% | 1 | 0 | 0 | 1.39 | 0 | 0 | 0
| 2821 | 1.3778 | 3.228 | 957 | 36.3 | 924.391 | 96.1125 | 0.75111 | 13.8863 | -12.5085 | 0 | 52.8891 | 88.15% | 1 | 0 | 0 | 5.01 | 0 | 0 | 0
| 2822 | 1.1111 | 3.228 | 900 | 36.9 | 869.3332 | 93.15 | 0.76148 | 13.2395 | -12.1284 | 0 | 60 | 100% | 1 | 0 | 0 | 12.13 | 0 | 0 | 0
| 2823 | 1.1111 | 3.228 | 773 | 37.5 | 746.6607 | 85.8125 | 0.78716 | 11.7548 | -10.6437 | 0 | 60 | 100% | 0 | 0 | 0 | 10.64 | 0 | 0 | 0
| 2824 | 1 | 3.228 | 585 | 38.1 | 565.0666 | 74.6625 | 0.82618 | 9.3369 | -8.3369 | 0 | 60 | 100% | 0 | 0 | 0 | 8.34 | 0 | 0 | 0
| 2825 | 0.44444 | 3.228 | 362 | 36.1 | 349.6651 | 58.725 | 0.88196 | 6.1678 | -5.7234 | 0 | 60 | 100% | 0 | 0 | 0 | 5.72 | 0 | 0 | 0
| 2826 | 0.44444 | 3.228 | 129 | 34 | 124.6044 | 42.0625 | 0.94028 | 2.3433 | -1.8988 | 0 | 60 | 100% | 0 | 0 | 0 | 1.9 | 0 | 0 | 0
| 2827 | 7.7444 | 7.7444 | 8 | 32 | 7.7274 | 32.5 | 0.97375 | 0.15049 | 7.594 | 11 | 60 | 100% | 0 | 0 | 0 | 0 | 0 | 0 | 0
| 2828 | 8.9667 | 8.9667 | 0 | 31.4 | 0 | 31.4 | 0.9776 | 0 | 8.9667 | 10 | 51.9953 | 86.66% | 0 | 0 | 0 | 0 | 0 | 0 | 0
| 2829 | 8.9667 | 8.9667 | 0 | 30.7 | 0 | 30.7 | 0.98005 | 0 | 8.9667 | 9 | 42.5436 | 70.91% | 0 | 0 | 0 | 0 | 0 | 0 | 0
| 2830 | 8.9667 | 8.9667 | 0 | 30.1 | 0 | 30.1 | 0.98215 | 0 | 8.9667 | 8 | 33.0919 | 55.15% | 0 | 0 | 0 | 0 | 0 | 0 | 0
| 2831 | 7.3 | 7.3 | 0 | 30 | 0 | 30 | 0.9825 | 0 | 7.3 | 7 | 23.6402 | 39.4% | 0 | 0 | 0 | 0 | 0 | 0 | 0
| 2832 | 1.6889 | 3.228 | 0 | 29.8 | 0 | 29.8 | 0.9832 | 0 | 1.6889 | 6 | 15.9453 | 26.58% | 0 | 0 | 0 | 0 | 0 | 0 | 0
| 2833 | 1.1333 | 3.228 | 0 | 29.7 | 0 | 29.7 | 0.98355 | 0 | 1.1333 | 5 | 14.1651 | 23.61% | 0 | 0 | 0 | 0 | 0 | 0 | 0
| 2834 | 1.1333 | 3.228 | 0 | 29.6 | 0 | 29.6 | 0.9839 | 0 | 1.1333 | 4 | 12.9704 | 21.62% | 0 | 0 | 0 | 0 | 0.21 | 0 | 0
| 2835 | 0.022222 | 3.228 | 0 | 29.4 | 0 | 29.4 | 0.9846 | 0 | 0.022222 | 3 | 12 | 20% | 0 | 0 | 0 | 0 | 0.02 | 0 | 0
| 2836 | 0.022222 | 3.228 | 0 | 29.3 | 0 | 29.3 | 0.98495 | 0 | 0.022222 | 2 | 12 | 20% | 0 | 0 | 0 | 0 | 0.02 | 0 | 0
| 2837 | 0.022222 | 3.228 | 0 | 28.6 | 0 | 28.6 | 0.9874 | 0 | 0.022222 | 1 | 12 | 20% | 0 | 0 | 0 | 0 | 0.02 | 0 | 0
| 2838 | 0.022222 | 3.228 | 0 | 28 | 0 | 28 | 0.9895 | 0 | 0.022222 | 0 | 12 | 20% | 0 | 0 | 0 | 0 | 0.02 | 0 | 0
| 2839 | 0.022222 | 3.228 | 31 | 27.3 | 29.9437 | 29.2375 | 0.98517 | 0.58999 | -0.56777 | 0 | 12 | 20% | 0 | 0 | 0 | 0 | 0 | 0 | 0
| 2840 | 0.66667 | 3.228 | 209 | 29.2 | 201.8785 | 42.2625 | 0.93958 | 3.7936 | -3.127 | 0 | 12.5386 | 20.9% | 1 | 1 | 0.8 | 0 | 0 | 0 | 0
| 2841 | 0.77778 | 3.228 | 450 | 31 | 434.6666 | 59.125 | 0.88056 | 7.655 | -6.8772 | 0 | 15.5051 | 25.84% | 1 | 0 | 0 | 0 | 0 | 0 | 0
| 2842 | 1.0444 | 3.228 | 685 | 32.9 | 661.6592 | 75.7125 | 0.82251 | 10.8844 | -9.8399 | 0 | 22.0295 | 36.72% | 1 | 0 | 0 | 0 | 0 | 0 | 0
| 2843 | 1.0444 | 3.228 | 874 | 33.9 | 844.2192 | 88.525 | 0.77766 | 13.1304 | -12.0859 | 0 | 31.3644 | 52.27% | 1 | 0 | 0 | 1.33 | 0 | 0 | 0
| 2844 | 1.6 | 3.228 | 993 | 35 | 959.1643 | 97.0625 | 0.74778 | 14.3449 | -12.7449 | 0 | 41.5723 | 69.29% | 1 | 0 | 0 | 1.98 | 0 | 0 | 0
| 2845 | 1.3778 | 3.228 | 1028 | 36 | 992.9717 | 100.25 | 0.73662 | 14.629 | -13.2512 | 0 | 51.7801 | 86.3% | 1 | 0 | 0 | 4.59 | 0 | 0 | 0
| 2846 | 1.1111 | 3.228 | 961 | 36.8 | 928.2547 | 96.8625 | 0.74848 | 13.8956 | -12.7845 | 0 | 60 | 100% | 1 | 0 | 0 | 12.78 | 0 | 0 | 0
| 2847 | 1.1111 | 3.228 | 819 | 37.7 | 791.0933 | 88.8875 | 0.77639 | 12.284 | -11.1729 | 0 | 60 | 100% | 0 | 0 | 0 | 11.17 | 0 | 0 | 0
| 2848 | 1 | 3.228 | 614 | 38.5 | 593.0785 | 76.875 | 0.81844 | 9.708 | -8.708 | 0 | 60 | 100% | 0 | 0 | 0 | 8.71 | 0 | 0 | 0
| 2849 | 0.44444 | 3.228 | 368 | 36.7 | 355.4607 | 59.7 | 0.87855 | 6.2458 | -5.8014 | 0 | 60 | 100% | 0 | 0 | 0 | 5.8 | 0 | 0 | 0
| 2850 | 0.44444 | 3.228 | 127 | 34.8 | 122.6726 | 42.7375 | 0.93792 | 2.3011 | -1.8567 | 0 | 60 | 100% | 0 | 0 | 0 | 1.86 | 0 | 0 | 0
| 2851 | 7.7444 | 7.7444 | 7 | 33 | 6.7615 | 33.4375 | 0.97047 | 0.13124 | 7.6132 | 11 | 60 | 100% | 0 | 0 | 0 | 0 | 0 | 0 | 0
| 2852 | 8.9667 | 8.9667 | 0 | 32.2 | 0 | 32.2 | 0.9748 | 0 | 8.9667 | 10 | 51.975 | 86.62% | 0 | 0 | 0 | 0 | 0 | 0 | 0
| 2853 | 8.9667 | 8.9667 | 0 | 31.5 | 0 | 31.5 | 0.97725 | 0 | 8.9667 | 9 | 42.5233 | 70.87% | 0 | 0 | 0 | 0 | 0 | 0 | 0
| 2854 | 8.9667 | 8.9667 | 0 | 30.7 | 0 | 30.7 | 0.98005 | 0 | 8.9667 | 8 | 33.0716 | 55.12% | 0 | 0 | 0 | 0 | 0 | 0 | 0
| 2855 | 7.3 | 7.3 | 0 | 30.5 | 0 | 30.5 | 0.98075 | 0 | 7.3 | 7 | 23.6199 | 39.37% | 0 | 0 | 0 | 0 | 0 | 0 | 0
| 2856 | 1.6889 | 3.228 | 0 | 30.2 | 0 | 30.2 | 0.9818 | 0 | 1.6889 | 6 | 15.925 | 26.54% | 0 | 0 | 0 | 0 | 0 | 0 | 0
| 2857 | 1.1333 | 3.228 | 0 | 30 | 0 | 30 | 0.9825 | 0 | 1.1333 | 5 | 14.1448 | 23.57% | 0 | 0 | 0 | 0 | 0 | 0 | 0
| 2858 | 1.1333 | 3.228 | 0 | 29.9 | 0 | 29.9 | 0.98285 | 0 | 1.1333 | 4 | 12.9501 | 21.58% | 0 | 0 | 0 | 0 | 0.23 | 0 | 0
| 2859 | 0.022222 | 3.228 | 0 | 29.8 | 0 | 29.8 | 0.9832 | 0 | 0.022222 | 3 | 12 | 20% | 0 | 0 | 0 | 0 | 0.02 | 0 | 0
| 2860 | 0.022222 | 3.228 | 0 | 29.7 | 0 | 29.7 | 0.98355 | 0 | 0.022222 | 2 | 12 | 20% | 0 | 0 | 0 | 0 | 0.02 | 0 | 0
| 2861 | 0.022222 | 3.228 | 0 | 29.7 | 0 | 29.7 | 0.98355 | 0 | 0.022222 | 1 | 12 | 20% | 0 | 0 | 0 | 0 | 0.02 | 0 | 0
| 2862 | 0.022222 | 3.228 | 0 | 29.8 | 0 | 29.8 | 0.9832 | 0 | 0.022222 | 0 | 12 | 20% | 0 | 0 | 0 | 0 | 0.02 | 0 | 0
| 2863 | 0.022222 | 3.228 | 42 | 29.8 | 40.5689 | 32.425 | 0.97401 | 0.79029 | -0.76807 | 0 | 12 | 20% | 0 | 0 | 0 | 0 | 0 | 0 | 0
| 2864 | 0.66667 | 3.228 | 245 | 30.9 | 236.6518 | 46.2125 | 0.92576 | 4.3816 | -3.715 | 0 | 12.7287 | 21.21% | 1 | 1 | 0.8 | 0 | 0 | 0 | 0
| 2865 | 0.77778 | 3.228 | 482 | 32 | 465.5762 | 62.125 | 0.87006 | 8.1016 | -7.3238 | 0 | 16.253 | 27.09% | 1 | 0 | 0 | 0 | 0 | 0 | 0
| 2866 | 1.0444 | 3.228 | 683 | 33.1 | 659.7273 | 75.7875 | 0.82224 | 10.8491 | -9.8047 | 0 | 23.201 | 38.67% | 1 | 0 | 0 | 0 | 0 | 0 | 0
| 2867 | 1.0444 | 3.228 | 841 | 34 | 812.3436 | 86.5625 | 0.78453 | 12.7462 | -11.7017 | 0 | 32.5025 | 54.17% | 1 | 0 | 0 | 0.94 | 0 | 0 | 0
| 2868 | 1.6 | 3.228 | 934 | 35 | 902.1747 | 93.375 | 0.76069 | 13.7255 | -12.1255 | 0 | 42.7104 | 71.18% | 1 | 0 | 0 | 1.37 | 0 | 0 | 0
| 2869 | 1.3778 | 3.228 | 955 | 36.4 | 922.4592 | 96.0875 | 0.75119 | 13.8589 | -12.4811 | 0 | 52.9182 | 88.2% | 1 | 0 | 0 | 5.02 | 0 | 0 | 0
| 2870 | 1.1111 | 3.228 | 917 | 37.2 | 885.754 | 94.5125 | 0.75671 | 13.4051 | -12.294 | 0 | 60 | 100% | 1 | 0 | 0 | 12.29 | 0 | 0 | 0
| 2871 | 1.1111 | 3.228 | 801 | 38 | 773.7066 | 88.0625 | 0.77928 | 12.0587 | -10.9476 | 0 | 60 | 100% | 0 | 0 | 0 | 10.95 | 0 | 0 | 0
| 2872 | 1 | 3.228 | 616 | 38.2 | 595.0103 | 76.7 | 0.81905 | 9.7469 | -8.7469 | 0 | 60 | 100% | 0 | 0 | 0 | 8.75 | 0 | 0 | 0
| 2873 | 0.44444 | 3.228 | 374 | 36.7 | 361.2563 | 60.075 | 0.87724 | 6.3382 | -5.8937 | 0 | 60 | 100% | 0 | 0 | 0 | 5.89 | 0 | 0 | 0
| 2874 | 0.44444 | 3.228 | 132 | 35.2 | 127.5022 | 43.45 | 0.93542 | 2.3854 | -1.9409 | 0 | 60 | 100% | 0 | 0 | 0 | 1.94 | 0 | 0 | 0
| 2875 | 7.7444 | 7.7444 | 8 | 33.4 | 7.7274 | 33.9 | 0.96885 | 0.14973 | 7.5947 | 11 | 60 | 100% | 0 | 0 | 0 | 0 | 0 | 0 | 0
| 2876 | 8.9667 | 8.9667 | 0 | 32.6 | 0 | 32.6 | 0.9734 | 0 | 8.9667 | 10 | 51.9945 | 86.66% | 0 | 0 | 0 | 0 | 0 | 0 | 0
| 2877 | 8.9667 | 8.9667 | 0 | 31.8 | 0 | 31.8 | 0.9762 | 0 | 8.9667 | 9 | 42.5428 | 70.9% | 0 | 0 | 0 | 0 | 0 | 0 | 0
| 2878 | 8.9667 | 8.9667 | 0 | 31.1 | 0 | 31.1 | 0.97865 | 0 | 8.9667 | 8 | 33.0911 | 55.15% | 0 | 0 | 0 | 0 | 0 | 0 | 0
| 2879 | 7.3 | 7.3 | 0 | 30.5 | 0 | 30.5 | 0.98075 | 0 | 7.3 | 7 | 23.6394 | 39.4% | 0 | 0 | 0 | 0 | 0 | 0 | 0
| 2880 | 1.6889 | 3.228 | 0 | 29.9 | 0 | 29.9 | 0.98285 | 0 | 1.6889 | 6 | 15.9445 | 26.57% | 0 | 0 | 0 | 0 | 0 | 0 | 0
| 2881 | 1.1333 | 3.228 | 0 | 29.4 | 0 | 29.4 | 0.9846 | 0 | 1.1333 | 5 | 14.1643 | 23.61% | 0 | 0 | 0 | 0 | 0 | 0 | 0
| 2882 | 1.1333 | 3.228 | 0 | 28.9 | 0 | 28.9 | 0.98635 | 0 | 1.1333 | 4 | 12.9696 | 21.62% | 0 | 0 | 0 | 0 | 0.21 | 0 | 0
| 2883 | 0.022222 | 3.228 | 0 | 28.5 | 0 | 28.5 | 0.98775 | 0 | 0.022222 | 3 | 12 | 20% | 0 | 0 | 0 | 0 | 0.02 | 0 | 0
| 2884 | 0.022222 | 3.228 | 0 | 28.1 | 0 | 28.1 | 0.98915 | 0 | 0.022222 | 2 | 12 | 20% | 0 | 0 | 0 | 0 | 0.02 | 0 | 0
| 2885 | 0.022222 | 3.228 | 0 | 27.7 | 0 | 27.7 | 0.99055 | 0 | 0.022222 | 1 | 12 | 20% | 0 | 0 | 0 | 0 | 0.02 | 0 | 0
| 2886 | 0.022222 | 3.228 | 0 | 27.3 | 0 | 27.3 | 0.99195 | 0 | 0.022222 | 0 | 12 | 20% | 0 | 0 | 0 | 0 | 0.02 | 0 | 0
| 2887 | 0.022222 | 3.228 | 38 | 27.2 | 36.7052 | 29.575 | 0.98399 | 0.72235 | -0.70013 | 0 | 12 | 20% | 0 | 0 | 0 | 0 | 0 | 0 | 0
| 2888 | 0.66667 | 3.228 | 203 | 29.2 | 196.0829 | 41.8875 | 0.94089 | 3.6899 | -3.0232 | 0 | 12.6642 | 21.11% | 1 | 1 | 0.8 | 0 | 0 | 0 | 0
| 2889 | 0.77778 | 3.228 | 390 | 31.2 | 376.7111 | 55.575 | 0.89299 | 6.728 | -5.9502 | 0 | 15.5323 | 25.89% | 1 | 0 | 0 | 0 | 0 | 0 | 0
| 2890 | 1.0444 | 3.228 | 555 | 33.2 | 536.0888 | 67.8875 | 0.84989 | 9.1124 | -8.0679 | 0 | 21.1771 | 35.3% | 1 | 0 | 0 | 0 | 0 | 0 | 0
| 2891 | 1.0444 | 3.228 | 637 | 33.6 | 615.2948 | 73.4125 | 0.83056 | 10.2207 | -9.1763 | 0 | 28.831 | 48.05% | 1 | 0 | 0 | 0 | 0 | 0 | 0
| 2892 | 1.6 | 3.228 | 655 | 33.9 | 632.6814 | 74.8375 | 0.82557 | 10.4464 | -8.8464 | 0 | 37.5364 | 62.56% | 1 | 0 | 0 | 0 | 0 | 0 | 0
| 2893 | 1.3778 | 3.228 | 612 | 34.3 | 591.1466 | 72.55 | 0.83357 | 9.8553 | -8.4775 | 0 | 45.9289 | 76.55% | 1 | 0 | 0 | 0 | 0 | 0 | 0
| 2894 | 1.1111 | 3.228 | 629 | 34.6 | 607.5673 | 73.9125 | 0.82881 | 10.0711 | -8.96 | 0 | 53.9714 | 89.95% | 1 | 0 | 0 | 2.61 | 0 | 0 | 0
| 2895 | 1.1111 | 3.228 | 584 | 34.9 | 564.1007 | 71.4 | 0.8376 | 9.4498 | -8.3387 | 0 | 60 | 100% | 1 | 0 | 0 | 8.34 | 0 | 0 | 0
| 2896 | 1 | 3.228 | 475 | 35.2 | 458.8148 | 64.8875 | 0.86039 | 7.8952 | -6.8952 | 0 | 60 | 100% | 0 | 0 | 0 | 6.9 | 0 | 0 | 0
| 2897 | 0.44444 | 3.228 | 278 | 34.3 | 268.5274 | 51.675 | 0.90664 | 4.8691 | -4.4247 | 0 | 60 | 100% | 0 | 0 | 0 | 4.42 | 0 | 0 | 0
| 2898 | 0.44444 | 3.228 | 97 | 33.3 | 93.6948 | 39.3625 | 0.94973 | 1.7797 | -1.3353 | 0 | 60 | 100% | 0 | 0 | 0 | 1.34 | 0 | 0 | 0
| 2899 | 7.7444 | 7.7444 | 6 | 32.4 | 5.7956 | 32.775 | 0.97279 | 0.11276 | 7.6317 | 11 | 60 | 100% | 0 | 0 | 0 | 0 | 0 | 0 | 0
| 2900 | 8.9667 | 8.9667 | 0 | 31.8 | 0 | 31.8 | 0.9762 | 0 | 8.9667 | 10 | 51.9555 | 86.59% | 0 | 0 | 0 | 0 | 0 | 0 | 0
| 2901 | 8.9667 | 8.9667 | 0 | 31.1 | 0 | 31.1 | 0.97865 | 0 | 8.9667 | 9 | 42.5038 | 70.84% | 0 | 0 | 0 | 0 | 0 | 0 | 0
| 2902 | 8.9667 | 8.9667 | 0 | 30.5 | 0 | 30.5 | 0.98075 | 0 | 8.9667 | 8 | 33.0521 | 55.09% | 0 | 0 | 0 | 0 | 0 | 0 | 0
| 2903 | 7.3 | 7.3 | 0 | 30.1 | 0 | 30.1 | 0.98215 | 0 | 7.3 | 7 | 23.6004 | 39.33% | 0 | 0 | 0 | 0 | 0 | 0 | 0
| 2904 | 1.6889 | 3.228 | 0 | 29.8 | 0 | 29.8 | 0.9832 | 0 | 1.6889 | 6 | 15.9055 | 26.51% | 0 | 0 | 0 | 0 | 0 | 0 | 0
| 2905 | 1.1333 | 3.228 | 0 | 29.4 | 0 | 29.4 | 0.9846 | 0 | 1.1333 | 5 | 14.1253 | 23.54% | 0 | 0 | 0 | 0 | 0 | 0 | 0
| 2906 | 1.1333 | 3.228 | 0 | 28.9 | 0 | 28.9 | 0.98635 | 0 | 1.1333 | 4 | 12.9306 | 21.55% | 0 | 0 | 0 | 0 | 0.25 | 0 | 0
| 2907 | 0.022222 | 3.228 | 0 | 28.5 | 0 | 28.5 | 0.98775 | 0 | 0.022222 | 3 | 12 | 20% | 0 | 0 | 0 | 0 | 0.02 | 0 | 0
| 2908 | 0.022222 | 3.228 | 0 | 28 | 0 | 28 | 0.9895 | 0 | 0.022222 | 2 | 12 | 20% | 0 | 0 | 0 | 0 | 0.02 | 0 | 0
| 2909 | 0.022222 | 3.228 | 0 | 27.9 | 0 | 27.9 | 0.98985 | 0 | 0.022222 | 1 | 12 | 20% | 0 | 0 | 0 | 0 | 0.02 | 0 | 0
| 2910 | 0.022222 | 3.228 | 0 | 27.7 | 0 | 27.7 | 0.99055 | 0 | 0.022222 | 0 | 12 | 20% | 0 | 0 | 0 | 0 | 0.02 | 0 | 0
| 2911 | 0.022222 | 3.228 | 31 | 27.6 | 29.9437 | 29.5375 | 0.98412 | 0.58936 | -0.56714 | 0 | 12 | 20% | 0 | 0 | 0 | 0 | 0 | 0 | 0
| 2912 | 0.66667 | 3.228 | 205 | 29.4 | 198.0148 | 42.2125 | 0.93976 | 3.7217 | -3.055 | 0 | 12.538 | 20.9% | 1 | 1 | 0.8 | 0 | 0 | 0 | 0
| 2913 | 0.77778 | 3.228 | 449 | 31.3 | 433.7007 | 59.3625 | 0.87973 | 7.6308 | -6.853 | 0 | 15.4363 | 25.73% | 1 | 0 | 0 | 0 | 0 | 0 | 0
| 2914 | 1.0444 | 3.228 | 692 | 33.1 | 668.4207 | 76.35 | 0.82027 | 10.9658 | -9.9213 | 0 | 21.9377 | 36.56% | 1 | 0 | 0 | 0 | 0 | 0 | 0
| 2915 | 1.0444 | 3.228 | 845 | 33.1 | 816.2073 | 85.9125 | 0.78681 | 12.8439 | -11.7995 | 0 | 31.3499 | 52.25% | 1 | 0 | 0 | 1.04 | 0 | 0 | 0
| 2916 | 1.6 | 3.228 | 859 | 34.4 | 829.7303 | 88.0875 | 0.77919 | 12.9304 | -11.3304 | 0 | 41.5577 | 69.26% | 1 | 0 | 0 | 0.57 | 0 | 0 | 0
| 2917 | 1.3778 | 3.228 | 764 | 35.7 | 737.9673 | 83.45 | 0.79543 | 11.74 | -10.3622 | 0 | 51.7655 | 86.28% | 1 | 0 | 0 | 1.68 | 0 | 0 | 0
| 2918 | 1.1111 | 3.228 | 721 | 35.9 | 696.4325 | 80.9625 | 0.80413 | 11.2005 | -10.0894 | 0 | 60 | 100% | 1 | 0 | 0 | 10.09 | 0 | 0 | 0
| 2919 | 1.1111 | 3.228 | 623 | 36 | 601.7718 | 74.9375 | 0.82522 | 9.9319 | -8.8208 | 0 | 60 | 100% | 0 | 0 | 0 | 8.82 | 0 | 0 | 0
| 2920 | 1 | 3.228 | 477 | 36.2 | 460.7466 | 66.0125 | 0.85646 | 7.8922 | -6.8922 | 0 | 60 | 100% | 0 | 0 | 0 | 6.89 | 0 | 0 | 0
| 2921 | 0.44444 | 3.228 | 297 | 35.3 | 286.88 | 53.8625 | 0.89898 | 5.158 | -4.7135 | 0 | 60 | 100% | 0 | 0 | 0 | 4.71 | 0 | 0 | 0
| 2922 | 0.44444 | 3.228 | 111 | 34.5 | 107.2178 | 41.4375 | 0.94247 | 2.021 | -1.5765 | 0 | 60 | 100% | 0 | 0 | 0 | 1.58 | 0 | 0 | 0
| 2923 | 7.7444 | 7.7444 | 7 | 33.6 | 6.7615 | 34.0375 | 0.96837 | 0.13095 | 7.6135 | 11 | 60 | 100% | 0 | 0 | 0 | 0 | 0 | 0 | 0
| 2924 | 8.9667 | 8.9667 | 0 | 32.6 | 0 | 32.6 | 0.9734 | 0 | 8.9667 | 10 | 51.9747 | 86.62% | 0 | 0 | 0 | 0 | 0 | 0 | 0
| 2925 | 8.9667 | 8.9667 | 0 | 31.5 | 0 | 31.5 | 0.97725 | 0 | 8.9667 | 9 | 42.523 | 70.87% | 0 | 0 | 0 | 0 | 0 | 0 | 0
| 2926 | 8.9667 | 8.9667 | 0 | 30.5 | 0 | 30.5 | 0.98075 | 0 | 8.9667 | 8 | 33.0713 | 55.12% | 0 | 0 | 0 | 0 | 0 | 0 | 0
| 2927 | 7.3 | 7.3 | 0 | 30.2 | 0 | 30.2 | 0.9818 | 0 | 7.3 | 7 | 23.6196 | 39.37% | 0 | 0 | 0 | 0 | 0 | 0 | 0
| 2928 | 1.6889 | 3.228 | 0 | 29.8 | 0 | 29.8 | 0.9832 | 0 | 1.6889 | 6 | 15.9247 | 26.54% | 0 | 0 | 0 | 0 | 0 | 0 | 0
| 2929 | 1.1333 | 3.228 | 0 | 29.5 | 0 | 29.5 | 0.98425 | 0 | 1.1333 | 5 | 14.1445 | 23.57% | 0 | 0 | 0 | 0 | 0 | 0 | 0
| 2930 | 1.1333 | 3.228 | 0 | 29.1 | 0 | 29.1 | 0.98565 | 0 | 1.1333 | 4 | 12.9498 | 21.58% | 0 | 0 | 0 | 0 | 0.23 | 0 | 0
| 2931 | 0.022222 | 3.228 | 0 | 28.8 | 0 | 28.8 | 0.9867 | 0 | 0.022222 | 3 | 12 | 20% | 0 | 0 | 0 | 0 | 0.02 | 0 | 0
| 2932 | 0.022222 | 3.228 | 0 | 28.4 | 0 | 28.4 | 0.9881 | 0 | 0.022222 | 2 | 12 | 20% | 0 | 0 | 0 | 0 | 0.02 | 0 | 0
| 2933 | 0.022222 | 3.228 | 0 | 28 | 0 | 28 | 0.9895 | 0 | 0.022222 | 1 | 12 | 20% | 0 | 0 | 0 | 0 | 0.02 | 0 | 0
| 2934 | 0.022222 | 3.228 | 0 | 27.7 | 0 | 27.7 | 0.99055 | 0 | 0.022222 | 0 | 12 | 20% | 0 | 0 | 0 | 0 | 0.02 | 0 | 0
| 2935 | 0.022222 | 3.228 | 49 | 27.3 | 47.3304 | 30.3625 | 0.98123 | 0.92884 | -0.90662 | 0 | 12 | 20% | 0 | 0 | 0 | 0 | 0 | 0 | 0
| 2936 | 0.66667 | 3.228 | 250 | 29.4 | 241.4815 | 45.025 | 0.92991 | 4.4911 | -3.8245 | 0 | 12.8601 | 21.43% | 1 | 1 | 0.8 | 0 | 0 | 0 | 0
| 2937 | 0.77778 | 3.228 | 464 | 31.4 | 448.1896 | 60.4 | 0.8761 | 7.8532 | -7.0754 | 0 | 16.4883 | 27.48% | 1 | 0 | 0 | 0 | 0 | 0 | 0
| 2938 | 1.0444 | 3.228 | 637 | 33.5 | 615.2948 | 73.3125 | 0.83091 | 10.225 | -9.1806 | 0 | 23.2006 | 38.67% | 1 | 0 | 0 | 0 | 0 | 0 | 0
| 2939 | 1.0444 | 3.228 | 748 | 34.3 | 722.5125 | 81.05 | 0.80383 | 11.6155 | -10.571 | 0 | 31.9101 | 53.18% | 1 | 0 | 0 | 0 | 0 | 0 | 0
| 2940 | 1.6 | 3.228 | 791 | 35.2 | 764.0473 | 84.6375 | 0.79127 | 12.0913 | -10.4913 | 0 | 41.9387 | 69.9% | 1 | 0 | 0 | 0 | 0 | 0 | 0
| 2941 | 1.3778 | 3.228 | 765 | 36 | 738.9333 | 83.8125 | 0.79416 | 11.7366 | -10.3588 | 0 | 51.8916 | 86.49% | 1 | 0 | 0 | 1.81 | 0 | 0 | 0
| 2942 | 1.1111 | 3.228 | 721 | 37 | 696.4325 | 82.0625 | 0.80028 | 11.1468 | -10.0357 | 0 | 60 | 100% | 1 | 0 | 0 | 10.04 | 0 | 0 | 0
| 2943 | 1.1111 | 3.228 | 623 | 36.5 | 601.7718 | 75.4375 | 0.82347 | 9.9108 | -8.7997 | 0 | 60 | 100% | 0 | 0 | 0 | 8.8 | 0 | 0 | 0
| 2944 | 1 | 3.228 | 477 | 36 | 460.7466 | 65.8125 | 0.85716 | 7.8986 | -6.8986 | 0 | 60 | 100% | 0 | 0 | 0 | 6.9 | 0 | 0 | 0
| 2945 | 0.44444 | 3.228 | 279 | 34.5 | 269.4933 | 51.9375 | 0.90572 | 4.8817 | -4.4373 | 0 | 60 | 100% | 0 | 0 | 0 | 4.44 | 0 | 0 | 0
| 2946 | 0.44444 | 3.228 | 97 | 33 | 93.6948 | 39.0625 | 0.95078 | 1.7817 | -1.3372 | 0 | 60 | 100% | 0 | 0 | 0 | 1.34 | 0 | 0 | 0
| 2947 | 7.7444 | 7.7444 | 6 | 31.5 | 5.7956 | 31.875 | 0.97594 | 0.11312 | 7.6313 | 11 | 60 | 100% | 0 | 0 | 0 | 0 | 0 | 0 | 0
| 2948 | 8.9667 | 8.9667 | 0 | 31.2 | 0 | 31.2 | 0.9783 | 0 | 8.9667 | 10 | 51.9559 | 86.59% | 0 | 0 | 0 | 0 | 0 | 0 | 0
| 2949 | 8.9667 | 8.9667 | 0 | 30.8 | 0 | 30.8 | 0.9797 | 0 | 8.9667 | 9 | 42.5042 | 70.84% | 0 | 0 | 0 | 0 | 0 | 0 | 0
| 2950 | 8.9667 | 8.9667 | 0 | 30.5 | 0 | 30.5 | 0.98075 | 0 | 8.9667 | 8 | 33.0525 | 55.09% | 0 | 0 | 0 | 0 | 0 | 0 | 0
| 2951 | 7.3 | 7.3 | 0 | 30.1 | 0 | 30.1 | 0.98215 | 0 | 7.3 | 7 | 23.6008 | 39.33% | 0 | 0 | 0 | 0 | 0 | 0 | 0
| 2952 | 1.6889 | 3.228 | 0 | 29.7 | 0 | 29.7 | 0.98355 | 0 | 1.6889 | 6 | 15.9059 | 26.51% | 0 | 0 | 0 | 0 | 0 | 0 | 0
| 2953 | 1.1333 | 3.228 | 0 | 29.3 | 0 | 29.3 | 0.98495 | 0 | 1.1333 | 5 | 14.1257 | 23.54% | 0 | 0 | 0 | 0 | 0 | 0 | 0
| 2954 | 1.1333 | 3.228 | 0 | 28.7 | 0 | 28.7 | 0.98705 | 0 | 1.1333 | 4 | 12.931 | 21.55% | 0 | 0 | 0 | 0 | 0.25 | 0 | 0
| 2955 | 0.022222 | 3.228 | 0 | 28 | 0 | 28 | 0.9895 | 0 | 0.022222 | 3 | 12 | 20% | 0 | 0 | 0 | 0 | 0.02 | 0 | 0
| 2956 | 0.022222 | 3.228 | 0 | 27.4 | 0 | 27.4 | 0.9916 | 0 | 0.022222 | 2 | 12 | 20% | 0 | 0 | 0 | 0 | 0.02 | 0 | 0
| 2957 | 0.022222 | 3.228 | 0 | 27.1 | 0 | 27.1 | 0.99265 | 0 | 0.022222 | 1 | 12 | 20% | 0 | 0 | 0 | 0 | 0.02 | 0 | 0
| 2958 | 0.022222 | 3.228 | 0 | 26.9 | 0 | 26.9 | 0.99335 | 0 | 0.022222 | 0 | 12 | 20% | 0 | 0 | 0 | 0 | 0.02 | 0 | 0
| 2959 | 0.022222 | 3.228 | 40 | 26.6 | 38.637 | 29.1 | 0.98565 | 0.76165 | -0.73943 | 0 | 12 | 20% | 0 | 0 | 0 | 0 | 0 | 0 | 0
| 2960 | 0.66667 | 3.228 | 206 | 28.8 | 198.9807 | 41.675 | 0.94164 | 3.7474 | -3.0807 | 0 | 12.7015 | 21.17% | 1 | 1 | 0.8 | 0 | 0 | 0 | 0
| 2961 | 0.77778 | 3.228 | 393 | 30.9 | 379.6088 | 55.4625 | 0.89338 | 6.7827 | -6.0049 | 0 | 15.6241 | 26.04% | 1 | 0 | 0 | 0 | 0 | 0 | 0
| 2962 | 1.0444 | 3.228 | 556 | 33.1 | 537.0548 | 67.85 | 0.85003 | 9.1302 | -8.0858 | 0 | 21.3209 | 35.53% | 1 | 0 | 0 | 0 | 0 | 0 | 0
| 2963 | 1.0444 | 3.228 | 678 | 34.1 | 654.8977 | 76.475 | 0.81984 | 10.7382 | -9.6937 | 0 | 28.9917 | 48.32% | 1 | 0 | 0 | 0 | 0 | 0 | 0
| 2964 | 1.6 | 3.228 | 750 | 35 | 724.4444 | 81.875 | 0.80094 | 11.6047 | -10.0047 | 0 | 38.188 | 63.65% | 1 | 0 | 0 | 0 | 0 | 0 | 0
| 2965 | 1.3778 | 3.228 | 764 | 36 | 737.9673 | 83.75 | 0.79438 | 11.7245 | -10.3467 | 0 | 47.6793 | 79.47% | 1 | 0 | 0 | 0 | 0 | 0 | 0
| 2966 | 1.1111 | 3.228 | 721 | 36.1 | 696.4325 | 81.1625 | 0.80343 | 11.1907 | -10.0796 | 0 | 57.495 | 95.82% | 1 | 0 | 0 | 7.44 | 0 | 0 | 0
| 2967 | 1.1111 | 3.228 | 622 | 36.1 | 600.8059 | 74.975 | 0.82509 | 9.9143 | -8.8032 | 0 | 60 | 100% | 1 | 0 | 0 | 8.8 | 0 | 0 | 0
| 2968 | 1 | 3.228 | 477 | 36.2 | 460.7466 | 66.0125 | 0.85646 | 7.8922 | -6.8922 | 0 | 60 | 100% | 0 | 0 | 0 | 6.89 | 0 | 0 | 0
| 2969 | 0.44444 | 3.228 | 297 | 34.9 | 286.88 | 53.4625 | 0.90038 | 5.166 | -4.7216 | 0 | 60 | 100% | 0 | 0 | 0 | 4.72 | 0 | 0 | 0
| 2970 | 0.44444 | 3.228 | 112 | 33.5 | 108.1837 | 40.5 | 0.94575 | 2.0463 | -1.6019 | 0 | 60 | 100% | 0 | 0 | 0 | 1.6 | 0 | 0 | 0
| 2971 | 7.7444 | 7.7444 | 7 | 32.2 | 6.7615 | 32.6375 | 0.97327 | 0.13161 | 7.6128 | 11 | 60 | 100% | 0 | 0 | 0 | 0 | 0 | 0 | 0
| 2972 | 8.9667 | 8.9667 | 0 | 31.7 | 0 | 31.7 | 0.97655 | 0 | 8.9667 | 10 | 51.9754 | 86.63% | 0 | 0 | 0 | 0 | 0 | 0 | 0
| 2973 | 8.9667 | 8.9667 | 0 | 31.3 | 0 | 31.3 | 0.97795 | 0 | 8.9667 | 9 | 42.5237 | 70.87% | 0 | 0 | 0 | 0 | 0 | 0 | 0
| 2974 | 8.9667 | 8.9667 | 0 | 30.8 | 0 | 30.8 | 0.9797 | 0 | 8.9667 | 8 | 33.072 | 55.12% | 0 | 0 | 0 | 0 | 0 | 0 | 0
| 2975 | 7.3 | 7.3 | 0 | 30.5 | 0 | 30.5 | 0.98075 | 0 | 7.3 | 7 | 23.6203 | 39.37% | 0 | 0 | 0 | 0 | 0 | 0 | 0
| 2976 | 1.6889 | 3.228 | 0 | 30.3 | 0 | 30.3 | 0.98145 | 0 | 1.6889 | 6 | 15.9254 | 26.54% | 0 | 0 | 0 | 0 | 0 | 0 | 0
| 2977 | 1.1333 | 3.228 | 0 | 30 | 0 | 30 | 0.9825 | 0 | 1.1333 | 5 | 14.1452 | 23.58% | 0 | 0 | 0 | 0 | 0 | 0 | 0
| 2978 | 1.1333 | 3.228 | 0 | 29.5 | 0 | 29.5 | 0.98425 | 0 | 1.1333 | 4 | 12.9505 | 21.58% | 0 | 0 | 0 | 0 | 0.23 | 0 | 0
| 2979 | 0.022222 | 3.228 | 0 | 29 | 0 | 29 | 0.986 | 0 | 0.022222 | 3 | 12 | 20% | 0 | 0 | 0 | 0 | 0.02 | 0 | 0
| 2980 | 0.022222 | 3.228 | 0 | 28.5 | 0 | 28.5 | 0.98775 | 0 | 0.022222 | 2 | 12 | 20% | 0 | 0 | 0 | 0 | 0.02 | 0 | 0
| 2981 | 0.022222 | 3.228 | 0 | 28.2 | 0 | 28.2 | 0.9888 | 0 | 0.022222 | 1 | 12 | 20% | 0 | 0 | 0 | 0 | 0.02 | 0 | 0
| 2982 | 0.022222 | 3.228 | 0 | 27.8 | 0 | 27.8 | 0.9902 | 0 | 0.022222 | 0 | 12 | 20% | 0 | 0 | 0 | 0 | 0.02 | 0 | 0
| 2983 | 0.022222 | 3.228 | 33 | 27.5 | 31.8756 | 29.5625 | 0.98403 | 0.62733 | -0.60511 | 0 | 12 | 20% | 0 | 0 | 0 | 0 | 0 | 0 | 0
| 2984 | 0.66667 | 3.228 | 150 | 26.6 | 144.8889 | 35.975 | 0.96159 | 2.7865 | -2.1198 | 0 | 12.5741 | 20.96% | 1 | 1 | 0.8 | 0 | 0 | 0 | 0
| 2985 | 0.77778 | 3.228 | 250 | 25.7 | 241.4815 | 41.325 | 0.94286 | 4.5537 | -3.7759 | 0 | 14.5851 | 24.31% | 1 | 0 | 0 | 0 | 0 | 0 | 0
| 2986 | 1.0444 | 3.228 | 302 | 24.8 | 291.7096 | 43.675 | 0.93464 | 5.4529 | -4.4084 | 0 | 18.1672 | 30.28% | 1 | 0 | 0 | 0 | 0 | 0 | 0
| 2987 | 1.0444 | 3.228 | 367 | 25.2 | 354.4948 | 48.1375 | 0.91902 | 6.5157 | -5.4713 | 0 | 22.3494 | 37.25% | 1 | 0 | 0 | 0 | 0 | 0 | 0
| 2988 | 1.6 | 3.228 | 405 | 25.6 | 391.2 | 50.9125 | 0.90931 | 7.1144 | -5.5144 | 0 | 27.5399 | 45.9% | 1 | 0 | 0 | 0 | 0 | 0 | 0
| 2989 | 1.3778 | 3.228 | 412 | 26 | 397.9614 | 51.75 | 0.90638 | 7.214 | -5.8363 | 0 | 32.7714 | 54.62% | 1 | 0 | 0 | 0 | 0 | 0 | 0
| 2990 | 1.1111 | 3.228 | 389 | 27.3 | 375.7451 | 51.6125 | 0.90686 | 6.8149 | -5.7038 | 0 | 38.3081 | 63.85% | 1 | 0 | 0 | 0 | 0 | 0 | 0
| 2991 | 1.1111 | 3.228 | 335 | 28.5 | 323.5852 | 49.4375 | 0.91447 | 5.9182 | -4.8071 | 0 | 43.7192 | 72.87% | 1 | 0 | 0 | 0 | 0 | 0 | 0
| 2992 | 1 | 3.228 | 257 | 29.8 | 248.2429 | 45.8625 | 0.92698 | 4.6023 | -3.6023 | 0 | 48.2796 | 80.47% | 1 | 0 | 0 | 0 | 0 | 0 | 0
| 2993 | 0.44444 | 3.228 | 160 | 29.3 | 154.5481 | 39.3 | 0.94995 | 2.9363 | -2.4918 | 0 | 51.6971 | 86.16% | 1 | 0 | 0 | 0 | 0 | 0 | 0
| 2994 | 0.44444 | 3.228 | 61 | 28.9 | 58.9215 | 32.7125 | 0.97301 | 1.1466 | -0.70217 | 0 | 54.061 | 90.1% | 1 | 0 | 0 | 0 | 0 | 0 | 0
| 2995 | 7.7444 | 7.7444 | 4 | 28.4 | 3.8637 | 28.65 | 0.98723 | 0.076287 | 7.6682 | 11 | 54.7272 | 91.21% | 1 | 0 | 0 | 0 | 0 | 0 | 0
| 2996 | 8.9667 | 8.9667 | 0 | 27.8 | 0 | 27.8 | 0.9902 | 0 | 8.9667 | 10 | 46.6442 | 77.74% | 0 | 0 | 0 | 0 | 0 | 0 | 0
| 2997 | 8.9667 | 8.9667 | 0 | 27.1 | 0 | 27.1 | 0.99265 | 0 | 8.9667 | 9 | 37.1925 | 61.99% | 0 | 0 | 0 | 0 | 0 | 0 | 0
| 2998 | 8.9667 | 8.9667 | 0 | 26.5 | 0 | 26.5 | 0.99475 | 0 | 8.9667 | 8 | 27.7408 | 46.23% | 0 | 0 | 0 | 0 | 0 | 0 | 0
| 2999 | 7.3 | 7.3 | 0 | 26.3 | 0 | 26.3 | 0.99545 | 0 | 7.3 | 7 | 18.2891 | 30.48% | 0 | 0 | 0 | 0 | 1.33 | 0 | 0
| 3000 | 1.6889 | 3.228 | 0 | 26.1 | 0 | 26.1 | 0.99615 | 0 | 1.6889 | 6 | 12 | 20% | 0 | 0 | 0 | 0 | 1.69 | 0 | 0
| 3001 | 1.1333 | 3.228 | 0 | 25.9 | 0 | 25.9 | 0.99685 | 0 | 1.1333 | 5 | 12 | 20% | 0 | 0 | 0 | 0 | 1.13 | 0 | 0
| 3002 | 1.1333 | 3.228 | 0 | 25.7 | 0 | 25.7 | 0.99755 | 0 | 1.1333 | 4 | 12 | 20% | 0 | 0 | 0 | 0 | 1.13 | 0 | 0
| 3003 | 0.022222 | 3.228 | 0 | 25.4 | 0 | 25.4 | 0.9986 | 0 | 0.022222 | 3 | 12 | 20% | 0 | 0 | 0 | 0 | 0.02 | 0 | 0
| 3004 | 0.022222 | 3.228 | 0 | 25.2 | 0 | 25.2 | 0.9993 | 0 | 0.022222 | 2 | 12 | 20% | 0 | 0 | 0 | 0 | 0.02 | 0 | 0
| 3005 | 0.022222 | 3.228 | 0 | 25.3 | 0 | 25.3 | 0.99895 | 0 | 0.022222 | 1 | 12 | 20% | 0 | 0 | 0 | 0 | 0.02 | 0 | 0
| 3006 | 0.022222 | 3.228 | 0 | 25.4 | 0 | 25.4 | 0.9986 | 0 | 0.022222 | 0 | 12 | 20% | 0 | 0 | 0 | 0 | 0.02 | 0 | 0
| 3007 | 0.022222 | 3.228 | 55 | 25.5 | 53.1259 | 28.9375 | 0.98622 | 1.0479 | -1.0257 | 0 | 12 | 20% | 0 | 0 | 0 | 0 | 0 | 0 | 0
| 3008 | 0.66667 | 3.228 | 268 | 27.4 | 258.8681 | 44.15 | 0.93297 | 4.8303 | -4.1637 | 0 | 12.973 | 21.62% | 1 | 1 | 0.8 | 0 | 0 | 0 | 0
| 3009 | 0.77778 | 3.228 | 500 | 29.4 | 482.9629 | 60.65 | 0.87523 | 8.454 | -7.6762 | 0 | 16.923 | 28.21% | 1 | 0 | 0 | 0 | 0 | 0 | 0
| 3010 | 1.0444 | 3.228 | 693 | 31.3 | 669.3866 | 74.6125 | 0.82636 | 11.063 | -10.0186 | 0 | 24.2054 | 40.34% | 1 | 0 | 0 | 0 | 0 | 0 | 0
| 3011 | 1.0444 | 3.228 | 825 | 32.3 | 796.8888 | 83.8625 | 0.79398 | 12.6543 | -11.6099 | 0 | 33.7098 | 56.18% | 1 | 0 | 0 | 0.85 | 0 | 0 | 0
| 3012 | 1.6 | 3.228 | 886 | 33.3 | 855.8103 | 88.675 | 0.77714 | 13.3016 | -11.7016 | 0 | 43.9177 | 73.2% | 1 | 0 | 0 | 0.94 | 0 | 0 | 0
| 3013 | 1.3778 | 3.228 | 874 | 34.3 | 844.2192 | 88.925 | 0.77626 | 13.1067 | -11.7289 | 0 | 54.1255 | 90.21% | 1 | 0 | 0 | 5.54 | 0 | 0 | 0
| 3014 | 1.1111 | 3.228 | 793 | 34.7 | 765.9792 | 84.2625 | 0.79258 | 12.142 | -11.0309 | 0 | 60 | 100% | 1 | 0 | 0 | 11.03 | 0 | 0 | 0
| 3015 | 1.1111 | 3.228 | 655 | 35 | 632.6814 | 75.9375 | 0.82172 | 10.3977 | -9.2866 | 0 | 60 | 100% | 0 | 0 | 0 | 9.29 | 0 | 0 | 0
| 3016 | 1 | 3.228 | 476 | 35.4 | 459.7807 | 65.15 | 0.85947 | 7.9034 | -6.9034 | 0 | 60 | 100% | 0 | 0 | 0 | 6.9 | 0 | 0 | 0
| 3017 | 0.44444 | 3.228 | 280 | 33.3 | 270.4592 | 50.8 | 0.9097 | 4.9207 | -4.4763 | 0 | 60 | 100% | 0 | 0 | 0 | 4.48 | 0 | 0 | 0
| 3018 | 0.44444 | 3.228 | 99 | 31.1 | 95.6267 | 37.2875 | 0.95699 | 1.8303 | -1.3858 | 0 | 60 | 100% | 0 | 0 | 0 | 1.39 | 0 | 0 | 0
| 3019 | 7.7444 | 7.7444 | 6 | 29 | 5.7956 | 29.375 | 0.98469 | 0.11414 | 7.6303 | 11 | 60 | 100% | 0 | 0 | 0 | 0 | 0 | 0 | 0
| 3020 | 8.9667 | 8.9667 | 0 | 28.8 | 0 | 28.8 | 0.9867 | 0 | 8.9667 | 10 | 51.9569 | 86.59% | 0 | 0 | 0 | 0 | 0 | 0 | 0
| 3021 | 8.9667 | 8.9667 | 0 | 28.6 | 0 | 28.6 | 0.9874 | 0 | 8.9667 | 9 | 42.5053 | 70.84% | 0 | 0 | 0 | 0 | 0 | 0 | 0
| 3022 | 8.9667 | 8.9667 | 0 | 28.4 | 0 | 28.4 | 0.9881 | 0 | 8.9667 | 8 | 33.0536 | 55.09% | 0 | 0 | 0 | 0 | 0 | 0 | 0
| 3023 | 7.3 | 7.3 | 0 | 28.3 | 0 | 28.3 | 0.98845 | 0 | 7.3 | 7 | 23.6019 | 39.34% | 0 | 0 | 0 | 0 | 0 | 0 | 0
| 3024 | 1.6889 | 3.228 | 0 | 28.1 | 0 | 28.1 | 0.98915 | 0 | 1.6889 | 6 | 15.907 | 26.51% | 0 | 0 | 0 | 0 | 0 | 0 | 0
| 3025 | 1.1333 | 3.228 | 0 | 28 | 0 | 28 | 0.9895 | 0 | 1.1333 | 5 | 14.1267 | 23.54% | 0 | 0 | 0 | 0 | 0 | 0 | 0
| 3026 | 1.1333 | 3.228 | 0 | 27.7 | 0 | 27.7 | 0.99055 | 0 | 1.1333 | 4 | 12.9321 | 21.55% | 0 | 0 | 0 | 0 | 0.25 | 0 | 0
| 3027 | 0.022222 | 3.228 | 0 | 27.5 | 0 | 27.5 | 0.99125 | 0 | 0.022222 | 3 | 12 | 20% | 0 | 0 | 0 | 0 | 0.02 | 0 | 0
| 3028 | 0.022222 | 3.228 | 0 | 27.2 | 0 | 27.2 | 0.9923 | 0 | 0.022222 | 2 | 12 | 20% | 0 | 0 | 0 | 0 | 0.02 | 0 | 0
| 3029 | 0.022222 | 3.228 | 0 | 27 | 0 | 27 | 0.993 | 0 | 0.022222 | 1 | 12 | 20% | 0 | 0 | 0 | 0 | 0.02 | 0 | 0
| 3030 | 0.022222 | 3.228 | 0 | 26.7 | 0 | 26.7 | 0.99405 | 0 | 0.022222 | 0 | 12 | 20% | 0 | 0 | 0 | 0 | 0.02 | 0 | 0
| 3031 | 0.022222 | 3.228 | 49 | 26.5 | 47.3304 | 29.5625 | 0.98403 | 0.93149 | -0.90927 | 0 | 12 | 20% | 0 | 0 | 0 | 0 | 0 | 0 | 0
| 3032 | 0.66667 | 3.228 | 247 | 28.6 | 238.5837 | 44.0375 | 0.93337 | 4.4537 | -3.7871 | 0 | 12.8626 | 21.44% | 1 | 1 | 0.8 | 0 | 0 | 0 | 0
| 3033 | 0.77778 | 3.228 | 479 | 30.7 | 462.6785 | 60.6375 | 0.87527 | 8.0994 | -7.3216 | 0 | 16.4553 | 27.43% | 1 | 0 | 0 | 0 | 0 | 0 | 0
| 3034 | 1.0444 | 3.228 | 691 | 32.8 | 667.4547 | 75.9875 | 0.82154 | 10.9669 | -9.9224 | 0 | 23.4012 | 39% | 1 | 0 | 0 | 0 | 0 | 0 | 0
| 3035 | 1.0444 | 3.228 | 842 | 33.6 | 813.3095 | 86.225 | 0.78571 | 12.7805 | -11.7361 | 0 | 32.8144 | 54.69% | 1 | 0 | 0 | 0.98 | 0 | 0 | 0
| 3036 | 1.6 | 3.228 | 930 | 34.4 | 898.311 | 92.525 | 0.76366 | 13.7201 | -12.1201 | 0 | 43.0223 | 71.7% | 1 | 0 | 0 | 1.36 | 0 | 0 | 0
| 3037 | 1.3778 | 3.228 | 949 | 35.2 | 916.6636 | 94.5125 | 0.75671 | 13.8729 | -12.4951 | 0 | 53.2301 | 88.72% | 1 | 0 | 0 | 5.36 | 0 | 0 | 0
| 3038 | 1.1111 | 3.228 | 894 | 35 | 863.5377 | 90.875 | 0.76944 | 13.2888 | -12.1777 | 0 | 60 | 100% | 1 | 0 | 0 | 12.18 | 0 | 0 | 0
| 3039 | 1.1111 | 3.228 | 772 | 34.9 | 745.6947 | 83.15 | 0.79648 | 11.8785 | -10.7674 | 0 | 60 | 100% | 0 | 0 | 0 | 10.77 | 0 | 0 | 0
| 3040 | 1 | 3.228 | 591 | 34.7 | 570.8622 | 71.6375 | 0.83677 | 9.5536 | -8.5536 | 0 | 60 | 100% | 0 | 0 | 0 | 8.55 | 0 | 0 | 0
| 3041 | 0.44444 | 3.228 | 351 | 33.5 | 339.04 | 55.4375 | 0.89347 | 6.0584 | -5.614 | 0 | 60 | 100% | 0 | 0 | 0 | 5.61 | 0 | 0 | 0
| 3042 | 0.44444 | 3.228 | 124 | 32.4 | 119.7748 | 40.15 | 0.94698 | 2.2685 | -1.824 | 0 | 60 | 100% | 0 | 0 | 0 | 1.82 | 0 | 0 | 0
| 3043 | 7.7444 | 7.7444 | 8 | 31.2 | 7.7274 | 31.7 | 0.97655 | 0.15092 | 7.5935 | 11 | 60 | 100% | 0 | 0 | 0 | 0 | 0 | 0 | 0
| 3044 | 8.9667 | 8.9667 | 0 | 30.1 | 0 | 30.1 | 0.98215 | 0 | 8.9667 | 10 | 51.9957 | 86.66% | 0 | 0 | 0 | 0 | 0 | 0 | 0
| 3045 | 8.9667 | 8.9667 | 0 | 29.1 | 0 | 29.1 | 0.98565 | 0 | 8.9667 | 9 | 42.544 | 70.91% | 0 | 0 | 0 | 0 | 0 | 0 | 0
| 3046 | 8.9667 | 8.9667 | 0 | 28 | 0 | 28 | 0.9895 | 0 | 8.9667 | 8 | 33.0923 | 55.15% | 0 | 0 | 0 | 0 | 0 | 0 | 0
| 3047 | 7.3 | 7.3 | 0 | 27.8 | 0 | 27.8 | 0.9902 | 0 | 7.3 | 7 | 23.6406 | 39.4% | 0 | 0 | 0 | 0 | 0 | 0 | 0
| 3048 | 1.6889 | 3.228 | 0 | 27.5 | 0 | 27.5 | 0.99125 | 0 | 1.6889 | 6 | 15.9458 | 26.58% | 0 | 0 | 0 | 0 | 0 | 0 | 0
| 3049 | 1.1333 | 3.228 | 0 | 27.3 | 0 | 27.3 | 0.99195 | 0 | 1.1333 | 5 | 14.1655 | 23.61% | 0 | 0 | 0 | 0 | 0 | 0 | 0
| 3050 | 1.1333 | 3.228 | 0 | 26.9 | 0 | 26.9 | 0.99335 | 0 | 1.1333 | 4 | 12.9709 | 21.62% | 0 | 0 | 0 | 0 | 0.21 | 0 | 0
| 3051 | 0.022222 | 3.228 | 0 | 26.6 | 0 | 26.6 | 0.9944 | 0 | 0.022222 | 3 | 12 | 20% | 0 | 0 | 0 | 0 | 0.02 | 0 | 0
| 3052 | 0.022222 | 3.228 | 0 | 26.2 | 0 | 26.2 | 0.9958 | 0 | 0.022222 | 2 | 12 | 20% | 0 | 0 | 0 | 0 | 0.02 | 0 | 0
| 3053 | 0.022222 | 3.228 | 0 | 26.3 | 0 | 26.3 | 0.99545 | 0 | 0.022222 | 1 | 12 | 20% | 0 | 0 | 0 | 0 | 0.02 | 0 | 0
| 3054 | 0.022222 | 3.228 | 0 | 26.3 | 0 | 26.3 | 0.99545 | 0 | 0.022222 | 0 | 12 | 20% | 0 | 0 | 0 | 0 | 0.02 | 0 | 0
| 3055 | 0.022222 | 3.228 | 35 | 26.4 | 33.8074 | 28.5875 | 0.98744 | 0.66766 | -0.64544 | 0 | 12 | 20% | 0 | 0 | 0 | 0 | 0 | 0 | 0
| 3056 | 0.66667 | 3.228 | 168 | 28.4 | 162.2755 | 38.9 | 0.95135 | 3.0876 | -2.421 | 0 | 12.6123 | 21.02% | 1 | 1 | 0.8 | 0 | 0 | 0 | 0
| 3057 | 0.77778 | 3.228 | 316 | 30.4 | 305.2326 | 50.15 | 0.91197 | 5.5673 | -4.7895 | 0 | 14.909 | 24.85% | 1 | 0 | 0 | 0 | 0 | 0 | 0
| 3058 | 1.0444 | 3.228 | 445 | 32.4 | 429.837 | 60.2125 | 0.87676 | 7.5372 | -6.4928 | 0 | 19.4528 | 32.42% | 1 | 0 | 0 | 0 | 0 | 0 | 0
| 3059 | 1.0444 | 3.228 | 542 | 33.1 | 523.5318 | 66.975 | 0.85309 | 8.9324 | -7.8879 | 0 | 25.6124 | 42.69% | 1 | 0 | 0 | 0 | 0 | 0 | 0
| 3060 | 1.6 | 3.228 | 598 | 33.9 | 577.6236 | 71.275 | 0.83804 | 9.6814 | -8.0814 | 0 | 33.0955 | 55.16% | 1 | 0 | 0 | 0 | 0 | 0 | 0
| 3061 | 1.3778 | 3.228 | 609 | 34.6 | 588.2488 | 72.6625 | 0.83318 | 9.8024 | -8.4246 | 0 | 40.7622 | 67.94% | 1 | 0 | 0 | 0 | 0 | 0 | 0
| 3062 | 1.1111 | 3.228 | 674 | 34.5 | 651.034 | 76.625 | 0.81931 | 10.668 | -9.5569 | 0 | 48.7545 | 81.26% | 1 | 0 | 0 | 0 | 0 | 0 | 0
| 3063 | 1.1111 | 3.228 | 653 | 34.4 | 630.7496 | 75.2125 | 0.82426 | 10.398 | -9.2869 | 0 | 57.8209 | 96.37% | 1 | 0 | 0 | 6.99 | 0 | 0 | 0
| 3064 | 1 | 3.228 | 545 | 34.3 | 526.4296 | 68.3625 | 0.84823 | 8.9307 | -7.9307 | 0 | 60 | 100% | 1 | 0 | 0 | 7.93 | 0 | 0 | 0
| 3065 | 0.44444 | 3.228 | 328 | 33.7 | 316.8237 | 54.2 | 0.8978 | 5.6889 | -5.2444 | 0 | 60 | 100% | 0 | 0 | 0 | 5.24 | 0 | 0 | 0
| 3066 | 0.44444 | 3.228 | 120 | 33.1 | 115.9111 | 40.6 | 0.9454 | 2.1916 | -1.7472 | 0 | 60 | 100% | 0 | 0 | 0 | 1.75 | 0 | 0 | 0
| 3067 | 7.7444 | 7.7444 | 8 | 32.5 | 7.7274 | 33 | 0.972 | 0.15022 | 7.5942 | 11 | 60 | 100% | 0 | 0 | 0 | 0 | 0 | 0 | 0
| 3068 | 8.9667 | 8.9667 | 0 | 31.8 | 0 | 31.8 | 0.9762 | 0 | 8.9667 | 10 | 51.995 | 86.66% | 0 | 0 | 0 | 0 | 0 | 0 | 0
| 3069 | 8.9667 | 8.9667 | 0 | 31.1 | 0 | 31.1 | 0.97865 | 0 | 8.9667 | 9 | 42.5433 | 70.91% | 0 | 0 | 0 | 0 | 0 | 0 | 0
| 3070 | 8.9667 | 8.9667 | 0 | 30.4 | 0 | 30.4 | 0.9811 | 0 | 8.9667 | 8 | 33.0916 | 55.15% | 0 | 0 | 0 | 0 | 0 | 0 | 0
| 3071 | 7.3 | 7.3 | 0 | 29.9 | 0 | 29.9 | 0.98285 | 0 | 7.3 | 7 | 23.6399 | 39.4% | 0 | 0 | 0 | 0 | 0 | 0 | 0
| 3072 | 1.6889 | 3.228 | 0 | 29.3 | 0 | 29.3 | 0.98495 | 0 | 1.6889 | 6 | 15.945 | 26.58% | 0 | 0 | 0 | 0 | 0 | 0 | 0
| 3073 | 1.1333 | 3.228 | 0 | 28.8 | 0 | 28.8 | 0.9867 | 0 | 1.1333 | 5 | 14.1648 | 23.61% | 0 | 0 | 0 | 0 | 0 | 0 | 0
| 3074 | 1.1333 | 3.228 | 0 | 28.4 | 0 | 28.4 | 0.9881 | 0 | 1.1333 | 4 | 12.9701 | 21.62% | 0 | 0 | 0 | 0 | 0.21 | 0 | 0
| 3075 | 0.022222 | 3.228 | 0 | 28 | 0 | 28 | 0.9895 | 0 | 0.022222 | 3 | 12 | 20% | 0 | 0 | 0 | 0 | 0.02 | 0 | 0
| 3076 | 0.022222 | 3.228 | 0 | 27.6 | 0 | 27.6 | 0.9909 | 0 | 0.022222 | 2 | 12 | 20% | 0 | 0 | 0 | 0 | 0.02 | 0 | 0
| 3077 | 0.022222 | 3.228 | 0 | 27.5 | 0 | 27.5 | 0.99125 | 0 | 0.022222 | 1 | 12 | 20% | 0 | 0 | 0 | 0 | 0.02 | 0 | 0
| 3078 | 0.022222 | 3.228 | 0 | 27.5 | 0 | 27.5 | 0.99125 | 0 | 0.022222 | 0 | 12 | 20% | 0 | 0 | 0 | 0 | 0.02 | 0 | 0
| 3079 | 0.022222 | 3.228 | 44 | 27.4 | 42.5007 | 30.15 | 0.98198 | 0.83469 | -0.81247 | 0 | 12 | 20% | 0 | 0 | 0 | 0 | 0 | 0 | 0
| 3080 | 0.66667 | 3.228 | 168 | 26.9 | 162.2755 | 37.4 | 0.9566 | 3.1047 | -2.438 | 0 | 12.7708 | 21.28% | 1 | 1 | 0.8 | 0 | 0 | 0 | 0
| 3081 | 0.77778 | 3.228 | 214 | 26.5 | 206.7081 | 39.875 | 0.94794 | 3.9189 | -3.1411 | 0 | 15.0837 | 25.14% | 1 | 0 | 0 | 0 | 0 | 0 | 0
| 3082 | 1.0444 | 3.228 | 300 | 31.3 | 289.7777 | 50.05 | 0.91233 | 5.2874 | -4.243 | 0 | 18.0636 | 30.11% | 1 | 0 | 0 | 0 | 0 | 0 | 0
| 3083 | 1.0444 | 3.228 | 365 | 29.7 | 352.5629 | 52.5125 | 0.90371 | 6.3723 | -5.3278 | 0 | 22.0889 | 36.81% | 1 | 0 | 0 | 0 | 0 | 0 | 0
| 3084 | 1.6 | 3.228 | 403 | 28.1 | 389.2681 | 53.2875 | 0.90099 | 7.0146 | -5.4146 | 0 | 27.1433 | 45.24% | 1 | 0 | 0 | 0 | 0 | 0 | 0
| 3085 | 1.3778 | 3.228 | 411 | 26.5 | 396.9955 | 52.1875 | 0.90484 | 7.1844 | -5.8066 | 0 | 32.28 | 53.8% | 1 | 0 | 0 | 0 | 0 | 0 | 0
| 3086 | 1.1111 | 3.228 | 454 | 28.1 | 438.5303 | 56.475 | 0.88984 | 7.8044 | -6.6933 | 0 | 37.7886 | 62.98% | 1 | 0 | 0 | 0 | 0 | 0 | 0
| 3087 | 1.1111 | 3.228 | 445 | 29.8 | 429.837 | 57.6125 | 0.88586 | 7.6155 | -6.5044 | 0 | 44.1384 | 73.56% | 1 | 0 | 0 | 0 | 0 | 0 | 0
| 3088 | 1 | 3.228 | 379 | 31.4 | 366.0859 | 55.0875 | 0.89469 | 6.5507 | -5.5507 | 0 | 50.309 | 83.85% | 1 | 0 | 0 | 0 | 0 | 0 | 0
| 3089 | 0.44444 | 3.228 | 238 | 31.1 | 229.8903 | 45.975 | 0.92659 | 4.2603 | -3.8158 | 0 | 55.5749 | 92.62% | 1 | 0 | 0 | 0 | 0 | 0 | 0
| 3090 | 0.44444 | 3.228 | 91 | 30.9 | 87.8993 | 36.5875 | 0.95944 | 1.6867 | -1.2422 | 0 | 59.1949 | 98.66% | 1 | 0 | 0 | 0.39 | 0 | 0 | 0
| 3091 | 7.7444 | 7.7444 | 6 | 30.6 | 5.7956 | 30.975 | 0.97909 | 0.11349 | 7.631 | 11 | 60 | 100% | 1 | 0 | 0 | 0 | 0 | 0 | 0
| 3092 | 8.9667 | 8.9667 | 0 | 29.9 | 0 | 29.9 | 0.98285 | 0 | 8.9667 | 10 | 51.9563 | 86.59% | 0 | 0 | 0 | 0 | 0 | 0 | 0
| 3093 | 8.9667 | 8.9667 | 0 | 29.3 | 0 | 29.3 | 0.98495 | 0 | 8.9667 | 9 | 42.5046 | 70.84% | 0 | 0 | 0 | 0 | 0 | 0 | 0
| 3094 | 8.9667 | 8.9667 | 0 | 28.6 | 0 | 28.6 | 0.9874 | 0 | 8.9667 | 8 | 33.0529 | 55.09% | 0 | 0 | 0 | 0 | 0 | 0 | 0
| 3095 | 7.3 | 7.3 | 0 | 28.3 | 0 | 28.3 | 0.98845 | 0 | 7.3 | 7 | 23.6012 | 39.34% | 0 | 0 | 0 | 0 | 0 | 0 | 0
| 3096 | 1.6889 | 3.228 | 0 | 28 | 0 | 28 | 0.9895 | 0 | 1.6889 | 6 | 15.9063 | 26.51% | 0 | 0 | 0 | 0 | 0 | 0 | 0
| 3097 | 1.1333 | 3.228 | 0 | 27.7 | 0 | 27.7 | 0.99055 | 0 | 1.1333 | 5 | 14.1261 | 23.54% | 0 | 0 | 0 | 0 | 0 | 0 | 0
| 3098 | 1.1333 | 3.228 | 0 | 27.5 | 0 | 27.5 | 0.99125 | 0 | 1.1333 | 4 | 12.9314 | 21.55% | 0 | 0 | 0 | 0 | 0.25 | 0 | 0
| 3099 | 0.022222 | 3.228 | 0 | 27.2 | 0 | 27.2 | 0.9923 | 0 | 0.022222 | 3 | 12 | 20% | 0 | 0 | 0 | 0 | 0.02 | 0 | 0
| 3100 | 0.022222 | 3.228 | 0 | 26.9 | 0 | 26.9 | 0.99335 | 0 | 0.022222 | 2 | 12 | 20% | 0 | 0 | 0 | 0 | 0.02 | 0 | 0
| 3101 | 0.022222 | 3.228 | 0 | 26.8 | 0 | 26.8 | 0.9937 | 0 | 0.022222 | 1 | 12 | 20% | 0 | 0 | 0 | 0 | 0.02 | 0 | 0
| 3102 | 0.022222 | 3.228 | 0 | 26.8 | 0 | 26.8 | 0.9937 | 0 | 0.022222 | 0 | 12 | 20% | 0 | 0 | 0 | 0 | 0.02 | 0 | 0
| 3103 | 0.022222 | 3.228 | 45 | 26.7 | 43.4667 | 29.5125 | 0.98421 | 0.8556 | -0.83338 | 0 | 12 | 20% | 0 | 0 | 0 | 0 | 0 | 0 | 0
| 3104 | 0.66667 | 3.228 | 211 | 28.4 | 203.8103 | 41.5875 | 0.94194 | 3.8396 | -3.1729 | 0 | 12.7906 | 21.32% | 1 | 1 | 0.8 | 0 | 0 | 0 | 0
| 3105 | 0.77778 | 3.228 | 395 | 30.1 | 381.5407 | 54.7875 | 0.89574 | 6.8353 | -6.0575 | 0 | 15.8007 | 26.33% | 1 | 0 | 0 | 0 | 0 | 0 | 0
| 3106 | 1.0444 | 3.228 | 556 | 31.8 | 537.0548 | 66.55 | 0.85457 | 9.1791 | -8.1346 | 0 | 21.5473 | 35.91% | 1 | 0 | 0 | 0 | 0 | 0 | 0
| 3107 | 1.0444 | 3.228 | 676 | 33.1 | 652.9659 | 75.35 | 0.82378 | 10.7579 | -9.7135 | 0 | 29.2645 | 48.77% | 1 | 0 | 0 | 0 | 0 | 0 | 0
| 3108 | 1.6 | 3.228 | 746 | 34.3 | 720.5807 | 80.925 | 0.80426 | 11.5907 | -9.9907 | 0 | 38.4795 | 64.13% | 1 | 0 | 0 | 0 | 0 | 0 | 0
| 3109 | 1.3778 | 3.228 | 760 | 35.6 | 734.1036 | 83.1 | 0.79665 | 11.6965 | -10.3187 | 0 | 47.9576 | 79.93% | 1 | 0 | 0 | 0 | 0 | 0 | 0
| 3110 | 1.1111 | 3.228 | 716 | 35.7 | 691.6029 | 80.45 | 0.80593 | 11.1476 | -10.0365 | 0 | 57.7467 | 96.24% | 1 | 0 | 0 | 7.66 | 0 | 0 | 0
| 3111 | 1.1111 | 3.228 | 619 | 35.7 | 597.9081 | 74.3875 | 0.82714 | 9.8911 | -8.78 | 0 | 60 | 100% | 1 | 0 | 0 | 8.78 | 0 | 0 | 0
| 3112 | 1 | 3.228 | 475 | 35.8 | 458.8148 | 65.4875 | 0.85829 | 7.876 | -6.876 | 0 | 60 | 100% | 0 | 0 | 0 | 6.88 | 0 | 0 | 0
| 3113 | 0.44444 | 3.228 | 280 | 34.7 | 270.4592 | 52.2 | 0.9048 | 4.8942 | -4.4498 | 0 | 60 | 100% | 0 | 0 | 0 | 4.45 | 0 | 0 | 0
| 3114 | 0.44444 | 3.228 | 100 | 33.6 | 96.5926 | 39.85 | 0.94803 | 1.8314 | -1.387 | 0 | 60 | 100% | 0 | 0 | 0 | 1.39 | 0 | 0 | 0
| 3115 | 7.7444 | 7.7444 | 6 | 32.5 | 5.7956 | 32.875 | 0.97244 | 0.11272 | 7.6317 | 11 | 60 | 100% | 0 | 0 | 0 | 0 | 0 | 0 | 0
| 3116 | 8.9667 | 8.9667 | 0 | 31.9 | 0 | 31.9 | 0.97585 | 0 | 8.9667 | 10 | 51.9555 | 86.59% | 0 | 0 | 0 | 0 | 0 | 0 | 0
| 3117 | 8.9667 | 8.9667 | 0 | 31.4 | 0 | 31.4 | 0.9776 | 0 | 8.9667 | 9 | 42.5038 | 70.84% | 0 | 0 | 0 | 0 | 0 | 0 | 0
| 3118 | 8.9667 | 8.9667 | 0 | 30.8 | 0 | 30.8 | 0.9797 | 0 | 8.9667 | 8 | 33.0521 | 55.09% | 0 | 0 | 0 | 0 | 0 | 0 | 0
| 3119 | 7.3 | 7.3 | 0 | 30.5 | 0 | 30.5 | 0.98075 | 0 | 7.3 | 7 | 23.6004 | 39.33% | 0 | 0 | 0 | 0 | 0 | 0 | 0
| 3120 | 1.6889 | 3.228 | 0 | 30.1 | 0 | 30.1 | 0.98215 | 0 | 1.6889 | 6 | 15.9055 | 26.51% | 0 | 0 | 0 | 0 | 0 | 0 | 0
| 3121 | 1.1333 | 3.228 | 0 | 29.8 | 0 | 29.8 | 0.9832 | 0 | 1.1333 | 5 | 14.1252 | 23.54% | 0 | 0 | 0 | 0 | 0 | 0 | 0
| 3122 | 1.1333 | 3.228 | 0 | 28.9 | 0 | 28.9 | 0.98635 | 0 | 1.1333 | 4 | 12.9306 | 21.55% | 0 | 0 | 0 | 0 | 0.25 | 0 | 0
| 3123 | 0.022222 | 3.228 | 0 | 27.9 | 0 | 27.9 | 0.98985 | 0 | 0.022222 | 3 | 12 | 20% | 0 | 0 | 0 | 0 | 0.02 | 0 | 0
| 3124 | 0.022222 | 3.228 | 0 | 27 | 0 | 27 | 0.993 | 0 | 0.022222 | 2 | 12 | 20% | 0 | 0 | 0 | 0 | 0.02 | 0 | 0
| 3125 | 0.022222 | 3.228 | 0 | 26.9 | 0 | 26.9 | 0.99335 | 0 | 0.022222 | 1 | 12 | 20% | 0 | 0 | 0 | 0 | 0.02 | 0 | 0
| 3126 | 0.022222 | 3.228 | 0 | 26.9 | 0 | 26.9 | 0.99335 | 0 | 0.022222 | 0 | 12 | 20% | 0 | 0 | 0 | 0 | 0.02 | 0 | 0
| 3127 | 0.022222 | 3.228 | 36 | 26.8 | 34.7733 | 29.05 | 0.98582 | 0.68561 | -0.66339 | 0 | 12 | 20% | 0 | 0 | 0 | 0 | 0 | 0 | 0
| 3128 | 0.66667 | 3.228 | 169 | 28.7 | 163.2415 | 39.2625 | 0.95008 | 3.1019 | -2.4352 | 0 | 12.6293 | 21.05% | 1 | 1 | 0.8 | 0 | 0 | 0 | 0
| 3129 | 0.77778 | 3.228 | 317 | 30.5 | 306.1985 | 50.3125 | 0.91141 | 5.5814 | -4.8036 | 0 | 14.9396 | 24.9% | 1 | 0 | 0 | 0 | 0 | 0 | 0
| 3130 | 1.0444 | 3.228 | 446 | 32.4 | 430.8029 | 60.275 | 0.87654 | 7.5523 | -6.5079 | 0 | 19.4967 | 32.49% | 1 | 0 | 0 | 0 | 0 | 0 | 0
| 3131 | 1.0444 | 3.228 | 541 | 33.1 | 522.5659 | 66.9125 | 0.85331 | 8.9182 | -7.8737 | 0 | 25.6706 | 42.78% | 1 | 0 | 0 | 0 | 0 | 0 | 0
| 3132 | 1.6 | 3.228 | 597 | 33.9 | 576.6577 | 71.2125 | 0.83826 | 9.6677 | -8.0677 | 0 | 33.1403 | 55.23% | 1 | 0 | 0 | 0 | 0 | 0 | 0
| 3133 | 1.3778 | 3.228 | 607 | 34.6 | 586.317 | 72.5375 | 0.83362 | 9.7753 | -8.3975 | 0 | 40.794 | 67.99% | 1 | 0 | 0 | 0 | 0 | 0 | 0
| 3134 | 1.1111 | 3.228 | 624 | 35.2 | 602.7377 | 74.2 | 0.8278 | 9.9789 | -8.8678 | 0 | 48.7606 | 81.27% | 1 | 0 | 0 | 0 | 0 | 0 | 0
| 3135 | 1.1111 | 3.228 | 580 | 35.7 | 560.237 | 71.95 | 0.83567 | 9.3635 | -8.2524 | 0 | 57.1733 | 95.29% | 1 | 0 | 0 | 5.27 | 0 | 0 | 0
| 3136 | 1 | 3.228 | 473 | 36.3 | 456.8829 | 65.8625 | 0.85698 | 7.8308 | -6.8308 | 0 | 60 | 100% | 1 | 0 | 0 | 6.83 | 0 | 0 | 0
| 3137 | 0.44444 | 3.228 | 313 | 35.1 | 302.3348 | 54.6625 | 0.89618 | 5.4189 | -4.9745 | 0 | 60 | 100% | 0 | 0 | 0 | 4.97 | 0 | 0 | 0
| 3138 | 0.44444 | 3.228 | 126 | 33.9 | 121.7067 | 41.775 | 0.94129 | 2.2912 | -1.8468 | 0 | 60 | 100% | 0 | 0 | 0 | 1.85 | 0 | 0 | 0
| 3139 | 7.7444 | 7.7444 | 9 | 32.7 | 8.6933 | 33.2625 | 0.97108 | 0.16884 | 7.5756 | 11 | 60 | 100% | 0 | 0 | 0 | 0 | 0 | 0 | 0
| 3140 | 8.9667 | 8.9667 | 0 | 32.2 | 0 | 32.2 | 0.9748 | 0 | 8.9667 | 10 | 52.0146 | 86.69% | 0 | 0 | 0 | 0 | 0 | 0 | 0
| 3141 | 8.9667 | 8.9667 | 0 | 31.7 | 0 | 31.7 | 0.97655 | 0 | 8.9667 | 9 | 42.5629 | 70.94% | 0 | 0 | 0 | 0 | 0 | 0 | 0
| 3142 | 8.9667 | 8.9667 | 0 | 31.2 | 0 | 31.2 | 0.9783 | 0 | 8.9667 | 8 | 33.1112 | 55.19% | 0 | 0 | 0 | 0 | 0 | 0 | 0
| 3143 | 7.3 | 7.3 | 0 | 29.6 | 0 | 29.6 | 0.9839 | 0 | 7.3 | 7 | 23.6595 | 39.43% | 0 | 0 | 0 | 0 | 0 | 0 | 0
| 3144 | 1.6889 | 3.228 | 0 | 28 | 0 | 28 | 0.9895 | 0 | 1.6889 | 6 | 15.9646 | 26.61% | 0 | 0 | 0 | 0 | 0 | 0 | 0
| 3145 | 1.1333 | 3.228 | 0 | 26.4 | 0 | 26.4 | 0.9951 | 0 | 1.1333 | 5 | 14.1844 | 23.64% | 0 | 0 | 0 | 0 | 0 | 0 | 0
| 3146 | 1.1333 | 3.228 | 0 | 26.2 | 0 | 26.2 | 0.9958 | 0 | 1.1333 | 4 | 12.9898 | 21.65% | 0 | 0 | 0 | 0 | 0.19 | 0 | 0
| 3147 | 0.022222 | 3.228 | 0 | 26 | 0 | 26 | 0.9965 | 0 | 0.022222 | 3 | 12 | 20% | 0 | 0 | 0 | 0 | 0.02 | 0 | 0
| 3148 | 0.022222 | 3.228 | 0 | 25.8 | 0 | 25.8 | 0.9972 | 0 | 0.022222 | 2 | 12 | 20% | 0 | 0 | 0 | 0 | 0.02 | 0 | 0
| 3149 | 0.022222 | 3.228 | 0 | 26 | 0 | 26 | 0.9965 | 0 | 0.022222 | 1 | 12 | 20% | 0 | 0 | 0 | 0 | 0.02 | 0 | 0
| 3150 | 0.022222 | 3.228 | 0 | 26.2 | 0 | 26.2 | 0.9958 | 0 | 0.022222 | 0 | 12 | 20% | 0 | 0 | 0 | 0 | 0.02 | 0 | 0
| 3151 | 0.022222 | 3.228 | 37 | 26.4 | 35.7393 | 28.7125 | 0.98701 | 0.7055 | -0.68328 | 0 | 12 | 20% | 0 | 0 | 0 | 0 | 0 | 0 | 0
| 3152 | 0.66667 | 3.228 | 212 | 28.1 | 204.7763 | 41.35 | 0.94278 | 3.8612 | -3.1945 | 0 | 12.6482 | 21.08% | 1 | 1 | 0.8 | 0 | 0 | 0 | 0
| 3153 | 0.77778 | 3.228 | 453 | 29.8 | 437.5644 | 58.1125 | 0.88411 | 7.7371 | -6.9593 | 0 | 15.6788 | 26.13% | 1 | 0 | 0 | 0 | 0 | 0 | 0
| 3154 | 1.0444 | 3.228 | 692 | 31.5 | 668.4207 | 74.75 | 0.82588 | 11.0406 | -9.9962 | 0 | 22.2809 | 37.13% | 1 | 0 | 0 | 0 | 0 | 0 | 0
| 3155 | 1.0444 | 3.228 | 841 | 32.8 | 812.3436 | 85.3625 | 0.78873 | 12.8144 | -11.77 | 0 | 31.7642 | 52.94% | 1 | 0 | 0 | 1.01 | 0 | 0 | 0
| 3156 | 1.6 | 3.228 | 927 | 34.1 | 895.4132 | 92.0375 | 0.76537 | 13.7064 | -12.1064 | 0 | 41.972 | 69.95% | 1 | 0 | 0 | 1.35 | 0 | 0 | 0
| 3157 | 1.3778 | 3.228 | 945 | 35.4 | 912.7999 | 94.4625 | 0.75688 | 13.8176 | -12.4398 | 0 | 52.1798 | 86.97% | 1 | 0 | 0 | 4.2 | 0 | 0 | 0
| 3158 | 1.1111 | 3.228 | 889 | 35.8 | 858.7081 | 91.3625 | 0.76773 | 13.1851 | -12.074 | 0 | 60 | 100% | 1 | 0 | 0 | 12.07 | 0 | 0 | 0
| 3159 | 1.1111 | 3.228 | 767 | 36.2 | 740.8651 | 84.1375 | 0.79302 | 11.7504 | -10.6393 | 0 | 60 | 100% | 0 | 0 | 0 | 10.64 | 0 | 0 | 0
| 3160 | 1 | 3.228 | 588 | 36.6 | 567.9644 | 73.35 | 0.83078 | 9.437 | -8.437 | 0 | 60 | 100% | 0 | 0 | 0 | 8.44 | 0 | 0 | 0
| 3161 | 0.44444 | 3.228 | 340 | 35.8 | 328.4148 | 57.05 | 0.88782 | 5.8315 | -5.3871 | 0 | 60 | 100% | 0 | 0 | 0 | 5.39 | 0 | 0 | 0
| 3162 | 0.44444 | 3.228 | 115 | 35 | 111.0815 | 42.1875 | 0.93984 | 2.088 | -1.6435 | 0 | 60 | 100% | 0 | 0 | 0 | 1.64 | 0 | 0 | 0
| 3163 | 7.7444 | 7.7444 | 7 | 27.4 | 6.7615 | 27.8375 | 0.99007 | 0.13389 | 7.6106 | 11 | 60 | 100% | 0 | 0 | 0 | 0 | 0 | 0 | 0
| 3164 | 8.9667 | 8.9667 | 0 | 27.2 | 0 | 27.2 | 0.9923 | 0 | 8.9667 | 10 | 51.9778 | 86.63% | 0 | 0 | 0 | 0 | 0 | 0 | 0
| 3165 | 8.9667 | 8.9667 | 0 | 27 | 0 | 27 | 0.993 | 0 | 8.9667 | 9 | 42.5261 | 70.88% | 0 | 0 | 0 | 0 | 0 | 0 | 0
| 3166 | 8.9667 | 8.9667 | 0 | 26.8 | 0 | 26.8 | 0.9937 | 0 | 8.9667 | 8 | 33.0744 | 55.12% | 0 | 0 | 0 | 0 | 0 | 0 | 0
| 3167 | 7.3 | 7.3 | 0 | 26.8 | 0 | 26.8 | 0.9937 | 0 | 7.3 | 7 | 23.6227 | 39.37% | 0 | 0 | 0 | 0 | 0 | 0 | 0
| 3168 | 1.6889 | 3.228 | 0 | 26.7 | 0 | 26.7 | 0.99405 | 0 | 1.6889 | 6 | 15.9278 | 26.55% | 0 | 0 | 0 | 0 | 0 | 0 | 0
| 3169 | 1.1333 | 3.228 | 0 | 26.7 | 0 | 26.7 | 0.99405 | 0 | 1.1333 | 5 | 14.1476 | 23.58% | 0 | 0 | 0 | 0 | 0 | 0 | 0
| 3170 | 1.1333 | 3.228 | 0 | 26.5 | 0 | 26.5 | 0.99475 | 0 | 1.1333 | 4 | 12.9529 | 21.59% | 0 | 0 | 0 | 0 | 0.23 | 0 | 0
| 3171 | 0.022222 | 3.228 | 0 | 26.3 | 0 | 26.3 | 0.99545 | 0 | 0.022222 | 3 | 12 | 20% | 0 | 0 | 0 | 0 | 0.02 | 0 | 0
| 3172 | 0.022222 | 3.228 | 0 | 26.1 | 0 | 26.1 | 0.99615 | 0 | 0.022222 | 2 | 12 | 20% | 0 | 0 | 0 | 0 | 0.02 | 0 | 0
| 3173 | 0.022222 | 3.228 | 0 | 26.1 | 0 | 26.1 | 0.99615 | 0 | 0.022222 | 1 | 12 | 20% | 0 | 0 | 0 | 0 | 0.02 | 0 | 0
| 3174 | 0.022222 | 3.228 | 0 | 26.2 | 0 | 26.2 | 0.9958 | 0 | 0.022222 | 0 | 12 | 20% | 0 | 0 | 0 | 0 | 0.02 | 0 | 0
| 3175 | 0.022222 | 3.228 | 46 | 26.2 | 44.4326 | 29.075 | 0.98574 | 0.87598 | -0.85376 | 0 | 12 | 20% | 0 | 0 | 0 | 0 | 0 | 0 | 0
| 3176 | 0.66667 | 3.228 | 234 | 28 | 226.0266 | 42.625 | 0.93831 | 4.2417 | -3.575 | 0 | 12.8099 | 21.35% | 1 | 1 | 0.8 | 0 | 0 | 0 | 0
| 3177 | 0.77778 | 3.228 | 468 | 29.9 | 452.0533 | 59.15 | 0.88048 | 7.9604 | -7.1827 | 0 | 16.2015 | 27% | 1 | 0 | 0 | 0 | 0 | 0 | 0
| 3178 | 1.0444 | 3.228 | 692 | 31.7 | 668.4207 | 74.95 | 0.82517 | 11.0313 | -9.9868 | 0 | 23.0156 | 38.36% | 1 | 0 | 0 | 0 | 0 | 0 | 0
| 3179 | 1.0444 | 3.228 | 841 | 32.6 | 812.3436 | 85.1625 | 0.78943 | 12.8258 | -11.7813 | 0 | 32.4899 | 54.15% | 1 | 0 | 0 | 1.02 | 0 | 0 | 0
| 3180 | 1.6 | 3.228 | 927 | 33.5 | 895.4132 | 91.4375 | 0.76747 | 13.744 | -12.144 | 0 | 42.6977 | 71.16% | 1 | 0 | 0 | 1.38 | 0 | 0 | 0
| 3181 | 1.3778 | 3.228 | 944 | 34.4 | 911.834 | 93.4 | 0.7606 | 13.8708 | -12.493 | 0 | 52.9056 | 88.18% | 1 | 0 | 0 | 5.01 | 0 | 0 | 0
| 3182 | 1.1111 | 3.228 | 889 | 35 | 858.7081 | 90.5625 | 0.77053 | 13.2332 | -12.1221 | 0 | 60 | 100% | 1 | 0 | 0 | 12.12 | 0 | 0 | 0
| 3183 | 1.1111 | 3.228 | 768 | 35.6 | 741.831 | 83.6 | 0.7949 | 11.7936 | -10.6825 | 0 | 60 | 100% | 0 | 0 | 0 | 10.68 | 0 | 0 | 0
| 3184 | 1 | 3.228 | 590 | 36.2 | 569.8962 | 73.075 | 0.83174 | 9.4801 | -8.4801 | 0 | 60 | 100% | 0 | 0 | 0 | 8.48 | 0 | 0 | 0
| 3185 | 0.44444 | 3.228 | 362 | 35.1 | 349.6651 | 57.725 | 0.88546 | 6.1923 | -5.7479 | 0 | 60 | 100% | 0 | 0 | 0 | 5.75 | 0 | 0 | 0
| 3186 | 0.44444 | 3.228 | 136 | 33.9 | 131.3659 | 42.4 | 0.9391 | 2.4673 | -2.0229 | 0 | 60 | 100% | 0 | 0 | 0 | 2.02 | 0 | 0 | 0
| 3187 | 7.7444 | 7.7444 | 9 | 32.8 | 8.6933 | 33.3625 | 0.97073 | 0.16878 | 7.5757 | 11 | 60 | 100% | 0 | 0 | 0 | 0 | 0 | 0 | 0
| 3188 | 8.9667 | 8.9667 | 0 | 32.2 | 0 | 32.2 | 0.9748 | 0 | 8.9667 | 10 | 52.0145 | 86.69% | 0 | 0 | 0 | 0 | 0 | 0 | 0
| 3189 | 8.9667 | 8.9667 | 0 | 31.6 | 0 | 31.6 | 0.9769 | 0 | 8.9667 | 9 | 42.5628 | 70.94% | 0 | 0 | 0 | 0 | 0 | 0 | 0
| 3190 | 8.9667 | 8.9667 | 0 | 31 | 0 | 31 | 0.979 | 0 | 8.9667 | 8 | 33.1112 | 55.19% | 0 | 0 | 0 | 0 | 0 | 0 | 0
| 3191 | 7.3 | 7.3 | 0 | 30 | 0 | 30 | 0.9825 | 0 | 7.3 | 7 | 23.6595 | 39.43% | 0 | 0 | 0 | 0 | 0 | 0 | 0
| 3192 | 1.6889 | 3.228 | 0 | 29 | 0 | 29 | 0.986 | 0 | 1.6889 | 6 | 15.9646 | 26.61% | 0 | 0 | 0 | 0 | 0 | 0 | 0
| 3193 | 1.1333 | 3.228 | 0 | 28 | 0 | 28 | 0.9895 | 0 | 1.1333 | 5 | 14.1843 | 23.64% | 0 | 0 | 0 | 0 | 0 | 0 | 0
| 3194 | 1.1333 | 3.228 | 0 | 27.7 | 0 | 27.7 | 0.99055 | 0 | 1.1333 | 4 | 12.9897 | 21.65% | 0 | 0 | 0 | 0 | 0.19 | 0 | 0
| 3195 | 0.022222 | 3.228 | 0 | 27.4 | 0 | 27.4 | 0.9916 | 0 | 0.022222 | 3 | 12 | 20% | 0 | 0 | 0 | 0 | 0.02 | 0 | 0
| 3196 | 0.022222 | 3.228 | 0 | 27.1 | 0 | 27.1 | 0.99265 | 0 | 0.022222 | 2 | 12 | 20% | 0 | 0 | 0 | 0 | 0.02 | 0 | 0
| 3197 | 0.022222 | 3.228 | 0 | 27.1 | 0 | 27.1 | 0.99265 | 0 | 0.022222 | 1 | 12 | 20% | 0 | 0 | 0 | 0 | 0.02 | 0 | 0
| 3198 | 0.022222 | 3.228 | 0 | 27 | 0 | 27 | 0.993 | 0 | 0.022222 | 0 | 12 | 20% | 0 | 0 | 0 | 0 | 0.02 | 0 | 0
| 3199 | 0.022222 | 3.228 | 58 | 27 | 56.0237 | 30.625 | 0.98031 | 1.0984 | -1.0762 | 0 | 12 | 20% | 0 | 0 | 0 | 0 | 0 | 0 | 0
| 3200 | 0.66667 | 3.228 | 252 | 28.7 | 243.4133 | 44.45 | 0.93193 | 4.5369 | -3.8702 | 0 | 13.021 | 21.7% | 1 | 1 | 0.8 | 0 | 0 | 0 | 0
| 3201 | 0.77778 | 3.228 | 435 | 30.5 | 420.1777 | 57.6875 | 0.88559 | 7.4421 | -6.6644 | 0 | 16.6926 | 27.82% | 1 | 0 | 0 | 0 | 0 | 0 | 0
| 3202 | 1.0444 | 3.228 | 554 | 32.2 | 535.1229 | 66.825 | 0.85361 | 9.1358 | -8.0913 | 0 | 23.0149 | 38.36% | 1 | 0 | 0 | 0 | 0 | 0 | 0
| 3203 | 1.0444 | 3.228 | 634 | 32 | 612.397 | 71.625 | 0.83681 | 10.2492 | -9.2048 | 0 | 30.691 | 51.15% | 1 | 0 | 0 | 0 | 0 | 0 | 0
| 3204 | 1.6 | 3.228 | 650 | 31.7 | 627.8518 | 72.325 | 0.83436 | 10.4771 | -8.8771 | 0 | 39.4234 | 65.71% | 1 | 0 | 0 | 0 | 0 | 0 | 0
| 3205 | 1.3778 | 3.228 | 608 | 31.5 | 587.2829 | 69.5 | 0.84425 | 9.9163 | -8.5385 | 0 | 47.845 | 79.74% | 1 | 0 | 0 | 0 | 0 | 0 | 0
| 3206 | 1.1111 | 3.228 | 625 | 32.7 | 603.7036 | 71.7625 | 0.83633 | 10.0979 | -8.9868 | 0 | 55.9453 | 93.24% | 1 | 0 | 0 | 4.71 | 0 | 0 | 0
| 3207 | 1.1111 | 3.228 | 581 | 33.8 | 561.2029 | 70.1125 | 0.84211 | 9.4518 | -8.3407 | 0 | 60 | 100% | 1 | 0 | 0 | 8.34 | 0 | 0 | 0
| 3208 | 1 | 3.228 | 475 | 35 | 458.8148 | 64.6875 | 0.86109 | 7.9017 | -6.9017 | 0 | 60 | 100% | 0 | 0 | 0 | 6.9 | 0 | 0 | 0
| 3209 | 0.44444 | 3.228 | 298 | 33.9 | 287.8459 | 52.525 | 0.90366 | 5.2023 | -4.7579 | 0 | 60 | 100% | 0 | 0 | 0 | 4.76 | 0 | 0 | 0
| 3210 | 0.44444 | 3.228 | 116 | 32.9 | 112.0474 | 40.15 | 0.94698 | 2.1221 | -1.6777 | 0 | 60 | 100% | 0 | 0 | 0 | 1.68 | 0 | 0 | 0
| 3211 | 7.7444 | 7.7444 | 8 | 31.8 | 7.7274 | 32.3 | 0.97445 | 0.1506 | 7.5938 | 11 | 60 | 100% | 0 | 0 | 0 | 0 | 0 | 0 | 0
| 3212 | 8.9667 | 8.9667 | 0 | 31.4 | 0 | 31.4 | 0.9776 | 0 | 8.9667 | 10 | 51.9954 | 86.66% | 0 | 0 | 0 | 0 | 0 | 0 | 0
| 3213 | 8.9667 | 8.9667 | 0 | 31 | 0 | 31 | 0.979 | 0 | 8.9667 | 9 | 42.5437 | 70.91% | 0 | 0 | 0 | 0 | 0 | 0 | 0
| 3214 | 8.9667 | 8.9667 | 0 | 30.6 | 0 | 30.6 | 0.9804 | 0 | 8.9667 | 8 | 33.092 | 55.15% | 0 | 0 | 0 | 0 | 0 | 0 | 0
| 3215 | 7.3 | 7.3 | 0 | 30.2 | 0 | 30.2 | 0.9818 | 0 | 7.3 | 7 | 23.6403 | 39.4% | 0 | 0 | 0 | 0 | 0 | 0 | 0
| 3216 | 1.6889 | 3.228 | 0 | 29.9 | 0 | 29.9 | 0.98285 | 0 | 1.6889 | 6 | 15.9454 | 26.58% | 0 | 0 | 0 | 0 | 0 | 0 | 0
| 3217 | 1.1333 | 3.228 | 0 | 29.5 | 0 | 29.5 | 0.98425 | 0 | 1.1333 | 5 | 14.1652 | 23.61% | 0 | 0 | 0 | 0 | 0 | 0 | 0
| 3218 | 1.1333 | 3.228 | 0 | 28.8 | 0 | 28.8 | 0.9867 | 0 | 1.1333 | 4 | 12.9705 | 21.62% | 0 | 0 | 0 | 0 | 0.21 | 0 | 0
| 3219 | 0.022222 | 3.228 | 0 | 28 | 0 | 28 | 0.9895 | 0 | 0.022222 | 3 | 12 | 20% | 0 | 0 | 0 | 0 | 0.02 | 0 | 0
| 3220 | 0.022222 | 3.228 | 0 | 27.3 | 0 | 27.3 | 0.99195 | 0 | 0.022222 | 2 | 12 | 20% | 0 | 0 | 0 | 0 | 0.02 | 0 | 0
| 3221 | 0.022222 | 3.228 | 0 | 27.5 | 0 | 27.5 | 0.99125 | 0 | 0.022222 | 1 | 12 | 20% | 0 | 0 | 0 | 0 | 0.02 | 0 | 0
| 3222 | 0.022222 | 3.228 | 0 | 27.8 | 0 | 27.8 | 0.9902 | 0 | 0.022222 | 0 | 12 | 20% | 0 | 0 | 0 | 0 | 0.02 | 0 | 0
| 3223 | 0.022222 | 3.228 | 47 | 28 | 45.3985 | 30.9375 | 0.97922 | 0.8891 | -0.86688 | 0 | 12 | 20% | 0 | 0 | 0 | 0 | 0 | 0 | 0
| 3224 | 0.66667 | 3.228 | 213 | 29.2 | 205.7422 | 42.5125 | 0.93871 | 3.8626 | -3.196 | 0 | 12.8224 | 21.37% | 1 | 1 | 0.8 | 0 | 0 | 0 | 0
| 3225 | 0.77778 | 3.228 | 396 | 30.3 | 382.5066 | 55.05 | 0.89482 | 6.8455 | -6.0678 | 0 | 15.8544 | 26.42% | 1 | 0 | 0 | 0 | 0 | 0 | 0
| 3226 | 1.0444 | 3.228 | 555 | 31.5 | 536.0888 | 66.1875 | 0.85584 | 9.1762 | -8.1317 | 0 | 21.6107 | 36.02% | 1 | 0 | 0 | 0 | 0 | 0 | 0
| 3227 | 1.0444 | 3.228 | 711 | 34 | 686.7733 | 78.4375 | 0.81297 | 11.1665 | -10.1221 | 0 | 29.3252 | 48.88% | 1 | 0 | 0 | 0 | 0 | 0 | 0
| 3228 | 1.6 | 3.228 | 819 | 34.5 | 791.0933 | 85.6875 | 0.78759 | 12.4612 | -10.8612 | 0 | 38.9278 | 64.88% | 1 | 0 | 0 | 0.1 | 0 | 0 | 0
| 3229 | 1.3778 | 3.228 | 867 | 35 | 837.4577 | 89.1875 | 0.77534 | 12.9864 | -11.6086 | 0 | 49.1356 | 81.89% | 1 | 0 | 0 | 0.85 | 0 | 0 | 0
| 3230 | 1.1111 | 3.228 | 787 | 35.1 | 760.1836 | 84.2875 | 0.79249 | 12.0488 | -10.9377 | 0 | 59.3434 | 98.91% | 1 | 0 | 0 | 10.25 | 0 | 0 | 0
| 3231 | 1.1111 | 3.228 | 651 | 35.1 | 628.8177 | 75.7875 | 0.82224 | 10.3408 | -9.2297 | 0 | 60 | 100% | 1 | 0 | 0 | 9.23 | 0 | 0 | 0
| 3232 | 1 | 3.228 | 475 | 35.2 | 458.8148 | 64.8875 | 0.86039 | 7.8952 | -6.8952 | 0 | 60 | 100% | 0 | 0 | 0 | 6.9 | 0 | 0 | 0
| 3233 | 0.44444 | 3.228 | 299 | 34.2 | 288.8118 | 52.8875 | 0.90239 | 5.2124 | -4.768 | 0 | 60 | 100% | 0 | 0 | 0 | 4.77 | 0 | 0 | 0
| 3234 | 0.44444 | 3.228 | 117 | 33.2 | 113.0133 | 40.5125 | 0.94571 | 2.1375 | -1.6931 | 0 | 60 | 100% | 0 | 0 | 0 | 1.69 | 0 | 0 | 0
| 3235 | 7.7444 | 7.7444 | 9 | 32.2 | 8.6933 | 32.7625 | 0.97283 | 0.16914 | 7.5753 | 11 | 60 | 100% | 0 | 0 | 0 | 0 | 0 | 0 | 0
| 3236 | 8.9667 | 8.9667 | 0 | 31.7 | 0 | 31.7 | 0.97655 | 0 | 8.9667 | 10 | 52.0149 | 86.69% | 0 | 0 | 0 | 0 | 0 | 0 | 0
| 3237 | 8.9667 | 8.9667 | 0 | 31.1 | 0 | 31.1 | 0.97865 | 0 | 8.9667 | 9 | 42.5632 | 70.94% | 0 | 0 | 0 | 0 | 0 | 0 | 0
| 3238 | 8.9667 | 8.9667 | 0 | 30.6 | 0 | 30.6 | 0.9804 | 0 | 8.9667 | 8 | 33.1115 | 55.19% | 0 | 0 | 0 | 0 | 0 | 0 | 0
| 3239 | 7.3 | 7.3 | 0 | 30.4 | 0 | 30.4 | 0.9811 | 0 | 7.3 | 7 | 23.6598 | 39.43% | 0 | 0 | 0 | 0 | 0 | 0 | 0
| 3240 | 1.6889 | 3.228 | 0 | 30.2 | 0 | 30.2 | 0.9818 | 0 | 1.6889 | 6 | 15.965 | 26.61% | 0 | 0 | 0 | 0 | 0 | 0 | 0
| 3241 | 1.1333 | 3.228 | 0 | 30 | 0 | 30 | 0.9825 | 0 | 1.1333 | 5 | 14.1847 | 23.64% | 0 | 0 | 0 | 0 | 0 | 0 | 0
| 3242 | 1.1333 | 3.228 | 0 | 29.5 | 0 | 29.5 | 0.98425 | 0 | 1.1333 | 4 | 12.9901 | 21.65% | 0 | 0 | 0 | 0 | 0.19 | 0 | 0
| 3243 | 0.022222 | 3.228 | 0 | 29 | 0 | 29 | 0.986 | 0 | 0.022222 | 3 | 12 | 20% | 0 | 0 | 0 | 0 | 0.02 | 0 | 0
| 3244 | 0.022222 | 3.228 | 0 | 28.5 | 0 | 28.5 | 0.98775 | 0 | 0.022222 | 2 | 12 | 20% | 0 | 0 | 0 | 0 | 0.02 | 0 | 0
| 3245 | 0.022222 | 3.228 | 0 | 27.9 | 0 | 27.9 | 0.98985 | 0 | 0.022222 | 1 | 12 | 20% | 0 | 0 | 0 | 0 | 0.02 | 0 | 0
| 3246 | 0.022222 | 3.228 | 0 | 27.4 | 0 | 27.4 | 0.9916 | 0 | 0.022222 | 0 | 12 | 20% | 0 | 0 | 0 | 0 | 0.02 | 0 | 0
| 3247 | 0.022222 | 3.228 | 48 | 26.8 | 46.3644 | 29.8 | 0.9832 | 0.91171 | -0.88949 | 0 | 12 | 20% | 0 | 0 | 0 | 0 | 0 | 0 | 0
| 3248 | 0.66667 | 3.228 | 201 | 28.3 | 194.1511 | 40.8625 | 0.94448 | 3.6674 | -3.0008 | 0 | 12.8438 | 21.41% | 1 | 1 | 0.8 | 0 | 0 | 0 | 0
| 3249 | 0.77778 | 3.228 | 347 | 29.9 | 335.1763 | 51.5875 | 0.90694 | 6.0797 | -5.3019 | 0 | 15.6906 | 26.15% | 1 | 0 | 0 | 0 | 0 | 0 | 0
| 3250 | 1.0444 | 3.228 | 445 | 31.4 | 429.837 | 59.2125 | 0.88026 | 7.5673 | -6.5229 | 0 | 20.7205 | 34.53% | 1 | 0 | 0 | 0 | 0 | 0 | 0
| 3251 | 1.0444 | 3.228 | 635 | 32.3 | 613.3629 | 71.9875 | 0.83554 | 10.2498 | -9.2054 | 0 | 26.9086 | 44.85% | 1 | 0 | 0 | 0 | 0 | 0 | 0
| 3252 | 1.6 | 3.228 | 785 | 33.1 | 758.2518 | 82.1625 | 0.79993 | 12.131 | -10.531 | 0 | 35.6416 | 59.4% | 1 | 0 | 0 | 0 | 0 | 0 | 0
| 3253 | 1.3778 | 3.228 | 869 | 34 | 839.3895 | 88.3125 | 0.77841 | 13.0677 | -11.6899 | 0 | 45.6322 | 76.05% | 1 | 0 | 0 | 0.93 | 0 | 0 | 0
| 3254 | 1.1111 | 3.228 | 788 | 34.7 | 761.1496 | 83.95 | 0.79368 | 12.0821 | -10.971 | 0 | 55.84 | 93.07% | 1 | 0 | 0 | 6.59 | 0 | 0 | 0
| 3255 | 1.1111 | 3.228 | 652 | 35.3 | 629.7836 | 76.05 | 0.82132 | 10.3451 | -9.234 | 0 | 60 | 100% | 1 | 0 | 0 | 9.23 | 0 | 0 | 0
| 3256 | 1 | 3.228 | 475 | 36 | 458.8148 | 65.6875 | 0.85759 | 7.8695 | -6.8695 | 0 | 60 | 100% | 0 | 0 | 0 | 6.87 | 0 | 0 | 0
| 3257 | 0.44444 | 3.228 | 299 | 34 | 288.8118 | 52.6875 | 0.90309 | 5.2165 | -4.772 | 0 | 60 | 100% | 0 | 0 | 0 | 4.77 | 0 | 0 | 0
| 3258 | 0.44444 | 3.228 | 117 | 32 | 113.0133 | 39.3125 | 0.94991 | 2.147 | -1.7026 | 0 | 60 | 100% | 0 | 0 | 0 | 1.7 | 0 | 0 | 0
| 3259 | 7.7444 | 7.7444 | 9 | 31.5 | 8.6933 | 32.0625 | 0.97528 | 0.16957 | 7.5749 | 11 | 60 | 100% | 0 | 0 | 0 | 0 | 0 | 0 | 0
| 3260 | 8.9667 | 8.9667 | 0 | 31.2 | 0 | 31.2 | 0.9783 | 0 | 8.9667 | 10 | 52.0154 | 86.69% | 0 | 0 | 0 | 0 | 0 | 0 | 0
| 3261 | 8.9667 | 8.9667 | 0 | 30.9 | 0 | 30.9 | 0.97935 | 0 | 8.9667 | 9 | 42.5637 | 70.94% | 0 | 0 | 0 | 0 | 0 | 0 | 0
| 3262 | 8.9667 | 8.9667 | 0 | 30.6 | 0 | 30.6 | 0.9804 | 0 | 8.9667 | 8 | 33.112 | 55.19% | 0 | 0 | 0 | 0 | 0 | 0 | 0
| 3263 | 7.3 | 7.3 | 0 | 29.9 | 0 | 29.9 | 0.98285 | 0 | 7.3 | 7 | 23.6603 | 39.43% | 0 | 0 | 0 | 0 | 0 | 0 | 0
| 3264 | 1.6889 | 3.228 | 0 | 29.1 | 0 | 29.1 | 0.98565 | 0 | 1.6889 | 6 | 15.9654 | 26.61% | 0 | 0 | 0 | 0 | 0 | 0 | 0
| 3265 | 1.1333 | 3.228 | 0 | 28.4 | 0 | 28.4 | 0.9881 | 0 | 1.1333 | 5 | 14.1852 | 23.64% | 0 | 0 | 0 | 0 | 0 | 0 | 0
| 3266 | 1.1333 | 3.228 | 0 | 28.2 | 0 | 28.2 | 0.9888 | 0 | 1.1333 | 4 | 12.9905 | 21.65% | 0 | 0 | 0 | 0 | 0.19 | 0 | 0
| 3267 | 0.022222 | 3.228 | 0 | 28 | 0 | 28 | 0.9895 | 0 | 0.022222 | 3 | 12 | 20% | 0 | 0 | 0 | 0 | 0.02 | 0 | 0
| 3268 | 0.022222 | 3.228 | 0 | 27.8 | 0 | 27.8 | 0.9902 | 0 | 0.022222 | 2 | 12 | 20% | 0 | 0 | 0 | 0 | 0.02 | 0 | 0
| 3269 | 0.022222 | 3.228 | 0 | 27.9 | 0 | 27.9 | 0.98985 | 0 | 0.022222 | 1 | 12 | 20% | 0 | 0 | 0 | 0 | 0.02 | 0 | 0
| 3270 | 0.022222 | 3.228 | 0 | 28.1 | 0 | 28.1 | 0.98915 | 0 | 0.022222 | 0 | 12 | 20% | 0 | 0 | 0 | 0 | 0.02 | 0 | 0
| 3271 | 0.022222 | 3.228 | 48 | 28.2 | 46.3644 | 31.2 | 0.9783 | 0.90717 | -0.88494 | 0 | 12 | 20% | 0 | 0 | 0 | 0 | 0 | 0 | 0
| 3272 | 0.66667 | 3.228 | 201 | 29.3 | 194.1511 | 41.8625 | 0.94098 | 3.6539 | -2.9872 | 0 | 12.8395 | 21.4% | 1 | 1 | 0.8 | 0 | 0 | 0 | 0
| 3273 | 0.77778 | 3.228 | 347 | 30.4 | 335.1763 | 52.0875 | 0.90519 | 6.068 | -5.2902 | 0 | 15.6734 | 26.12% | 1 | 0 | 0 | 0 | 0 | 0 | 0
| 3274 | 1.0444 | 3.228 | 446 | 31.5 | 430.8029 | 59.375 | 0.87969 | 7.5794 | -6.535 | 0 | 20.6922 | 34.49% | 1 | 0 | 0 | 0 | 0 | 0 | 0
| 3275 | 1.0444 | 3.228 | 590 | 32.8 | 569.8962 | 69.675 | 0.84364 | 9.6157 | -8.5713 | 0 | 26.8918 | 44.82% | 1 | 0 | 0 | 0 | 0 | 0 | 0
| 3276 | 1.6 | 3.228 | 699 | 34 | 675.1822 | 77.6875 | 0.81559 | 11.0135 | -9.4135 | 0 | 35.0232 | 58.37% | 1 | 0 | 0 | 0 | 0 | 0 | 0
| 3277 | 1.3778 | 3.228 | 756 | 35.3 | 730.2399 | 82.55 | 0.79858 | 11.663 | -10.2852 | 0 | 43.9536 | 73.26% | 1 | 0 | 0 | 0 | 0 | 0 | 0
| 3278 | 1.1111 | 3.228 | 713 | 36.4 | 688.7051 | 80.9625 | 0.80413 | 11.0762 | -9.9651 | 0 | 53.7111 | 89.52% | 1 | 0 | 0 | 3.34 | 0 | 0 | 0
| 3279 | 1.1111 | 3.228 | 616 | 37.4 | 595.0103 | 75.9 | 0.82185 | 9.7802 | -8.6691 | 0 | 60 | 100% | 1 | 0 | 0 | 8.67 | 0 | 0 | 0
| 3280 | 1 | 3.228 | 475 | 38.5 | 458.8148 | 68.1875 | 0.84884 | 7.7892 | -6.7892 | 0 | 60 | 100% | 0 | 0 | 0 | 6.79 | 0 | 0 | 0
| 3281 | 0.44444 | 3.228 | 300 | 36.9 | 289.7777 | 55.65 | 0.89272 | 5.1738 | -4.7294 | 0 | 60 | 100% | 0 | 0 | 0 | 4.73 | 0 | 0 | 0
| 3282 | 0.44444 | 3.228 | 118 | 35.4 | 113.9792 | 42.775 | 0.93779 | 2.1378 | -1.6933 | 0 | 60 | 100% | 0 | 0 | 0 | 1.69 | 0 | 0 | 0
| 3283 | 7.7444 | 7.7444 | 9 | 33.8 | 8.6933 | 34.3625 | 0.96723 | 0.16817 | 7.5763 | 11 | 60 | 100% | 0 | 0 | 0 | 0 | 0 | 0 | 0
| 3284 | 8.9667 | 8.9667 | 0 | 32.3 | 0 | 32.3 | 0.97445 | 0 | 8.9667 | 10 | 52.0139 | 86.69% | 0 | 0 | 0 | 0 | 0 | 0 | 0
| 3285 | 8.9667 | 8.9667 | 0 | 30.7 | 0 | 30.7 | 0.98005 | 0 | 8.9667 | 9 | 42.5622 | 70.94% | 0 | 0 | 0 | 0 | 0 | 0 | 0
| 3286 | 8.9667 | 8.9667 | 0 | 29.2 | 0 | 29.2 | 0.9853 | 0 | 8.9667 | 8 | 33.1105 | 55.18% | 0 | 0 | 0 | 0 | 0 | 0 | 0
| 3287 | 7.3 | 7.3 | 0 | 29.1 | 0 | 29.1 | 0.98565 | 0 | 7.3 | 7 | 23.6588 | 39.43% | 0 | 0 | 0 | 0 | 0 | 0 | 0
| 3288 | 1.6889 | 3.228 | 0 | 29 | 0 | 29 | 0.986 | 0 | 1.6889 | 6 | 15.9639 | 26.61% | 0 | 0 | 0 | 0 | 0 | 0 | 0
| 3289 | 1.1333 | 3.228 | 0 | 28.9 | 0 | 28.9 | 0.98635 | 0 | 1.1333 | 5 | 14.1837 | 23.64% | 0 | 0 | 0 | 0 | 0 | 0 | 0
| 3290 | 1.1333 | 3.228 | 0 | 28.6 | 0 | 28.6 | 0.9874 | 0 | 1.1333 | 4 | 12.9891 | 21.65% | 0 | 0 | 0 | 0 | 0.2 | 0 | 0
| 3291 | 0.022222 | 3.228 | 0 | 28.3 | 0 | 28.3 | 0.98845 | 0 | 0.022222 | 3 | 12 | 20% | 0 | 0 | 0 | 0 | 0.02 | 0 | 0
| 3292 | 0.022222 | 3.228 | 0 | 28 | 0 | 28 | 0.9895 | 0 | 0.022222 | 2 | 12 | 20% | 0 | 0 | 0 | 0 | 0.02 | 0 | 0
| 3293 | 0.022222 | 3.228 | 0 | 28 | 0 | 28 | 0.9895 | 0 | 0.022222 | 1 | 12 | 20% | 0 | 0 | 0 | 0 | 0.02 | 0 | 0
| 3294 | 0.022222 | 3.228 | 0 | 28 | 0 | 28 | 0.9895 | 0 | 0.022222 | 0 | 12 | 20% | 0 | 0 | 0 | 0 | 0.02 | 0 | 0
| 3295 | 0.022222 | 3.228 | 39 | 28 | 37.6711 | 30.4375 | 0.98097 | 0.73908 | -0.71686 | 0 | 12 | 20% | 0 | 0 | 0 | 0 | 0 | 0 | 0
| 3296 | 0.66667 | 3.228 | 172 | 29.6 | 166.1392 | 40.35 | 0.94627 | 3.1443 | -2.4776 | 0 | 12.6801 | 21.13% | 1 | 1 | 0.8 | 0 | 0 | 0 | 0
| 3297 | 0.77778 | 3.228 | 317 | 31.3 | 306.1985 | 51.1125 | 0.90861 | 5.5643 | -4.7865 | 0 | 15.0305 | 25.05% | 1 | 0 | 0 | 0 | 0 | 0 | 0
| 3298 | 1.0444 | 3.228 | 444 | 32.9 | 428.8711 | 60.65 | 0.87523 | 7.5072 | -6.4627 | 0 | 19.5714 | 32.62% | 1 | 0 | 0 | 0 | 0 | 0 | 0
| 3299 | 1.0444 | 3.228 | 485 | 30.8 | 468.474 | 61.1125 | 0.87361 | 8.1852 | -7.1408 | 0 | 25.7025 | 42.84% | 1 | 0 | 0 | 0 | 0 | 0 | 0
| 3300 | 1.6 | 3.228 | 470 | 28.6 | 453.9851 | 57.975 | 0.88459 | 8.0318 | -6.4318 | 0 | 32.4768 | 54.13% | 1 | 0 | 0 | 0 | 0 | 0 | 0
| 3301 | 1.3778 | 3.228 | 407 | 26.5 | 393.1318 | 51.9375 | 0.90572 | 7.1213 | -5.7436 | 0 | 38.5786 | 64.3% | 1 | 0 | 0 | 0 | 0 | 0 | 0
| 3302 | 1.1111 | 3.228 | 384 | 27.6 | 370.9155 | 51.6 | 0.9069 | 6.7277 | -5.6166 | 0 | 44.0274 | 73.38% | 1 | 0 | 0 | 0 | 0 | 0 | 0
| 3303 | 1.1111 | 3.228 | 332 | 28.6 | 320.6874 | 49.35 | 0.91478 | 5.8671 | -4.756 | 0 | 49.3557 | 82.26% | 1 | 0 | 0 | 0 | 0 | 0 | 0
| 3304 | 1 | 3.228 | 256 | 29.7 | 247.277 | 45.7 | 0.92755 | 4.5872 | -3.5872 | 0 | 53.8677 | 89.78% | 1 | 0 | 0 | 0 | 0 | 0 | 0
| 3305 | 0.44444 | 3.228 | 162 | 29.5 | 156.48 | 39.625 | 0.94881 | 2.9694 | -2.525 | 0 | 57.2708 | 95.45% | 1 | 0 | 0 | 0 | 0 | 0 | 0
| 3306 | 0.44444 | 3.228 | 64 | 29.4 | 61.8193 | 33.4 | 0.9706 | 1.2 | -0.75559 | 0 | 59.6662 | 99.44% | 1 | 0 | 0 | 0.4 | 0 | 0 | 0
| 3307 | 7.7444 | 7.7444 | 5 | 29.2 | 4.8296 | 29.5125 | 0.98421 | 0.095067 | 7.6494 | 11 | 60 | 100% | 1 | 0 | 0 | 0 | 0 | 0 | 0
| 3308 | 8.9667 | 8.9667 | 0 | 28.9 | 0 | 28.9 | 0.98635 | 0 | 8.9667 | 10 | 51.9368 | 86.56% | 0 | 0 | 0 | 0 | 0 | 0 | 0
| 3309 | 8.9667 | 8.9667 | 0 | 28.7 | 0 | 28.7 | 0.98705 | 0 | 8.9667 | 9 | 42.4852 | 70.81% | 0 | 0 | 0 | 0 | 0 | 0 | 0
| 3310 | 8.9667 | 8.9667 | 0 | 28.4 | 0 | 28.4 | 0.9881 | 0 | 8.9667 | 8 | 33.0335 | 55.06% | 0 | 0 | 0 | 0 | 0 | 0 | 0
| 3311 | 7.3 | 7.3 | 0 | 28 | 0 | 28 | 0.9895 | 0 | 7.3 | 7 | 23.5818 | 39.3% | 0 | 0 | 0 | 0 | 0 | 0 | 0
| 3312 | 1.6889 | 3.228 | 0 | 27.6 | 0 | 27.6 | 0.9909 | 0 | 1.6889 | 6 | 15.8869 | 26.48% | 0 | 0 | 0 | 0 | 0 | 0 | 0
| 3313 | 1.1333 | 3.228 | 0 | 27.2 | 0 | 27.2 | 0.9923 | 0 | 1.1333 | 5 | 14.1066 | 23.51% | 0 | 0 | 0 | 0 | 0 | 0 | 0
| 3314 | 1.1333 | 3.228 | 0 | 26.6 | 0 | 26.6 | 0.9944 | 0 | 1.1333 | 4 | 12.912 | 21.52% | 0 | 0 | 0 | 0 | 0.27 | 0 | 0
| 3315 | 0.022222 | 3.228 | 0 | 25.9 | 0 | 25.9 | 0.99685 | 0 | 0.022222 | 3 | 12 | 20% | 0 | 0 | 0 | 0 | 0.02 | 0 | 0
| 3316 | 0.022222 | 3.228 | 0 | 25.3 | 0 | 25.3 | 0.99895 | 0 | 0.022222 | 2 | 12 | 20% | 0 | 0 | 0 | 0 | 0.02 | 0 | 0
| 3317 | 0.022222 | 3.228 | 0 | 25.9 | 0 | 25.9 | 0.99685 | 0 | 0.022222 | 1 | 12 | 20% | 0 | 0 | 0 | 0 | 0.02 | 0 | 0
| 3318 | 0.022222 | 3.228 | 0 | 26.5 | 0 | 26.5 | 0.99475 | 0 | 0.022222 | 0 | 12 | 20% | 0 | 0 | 0 | 0 | 0.02 | 0 | 0
| 3319 | 0.022222 | 3.228 | 39 | 27.1 | 37.6711 | 29.5375 | 0.98412 | 0.74146 | -0.71923 | 0 | 12 | 20% | 0 | 0 | 0 | 0 | 0 | 0 | 0
| 3320 | 0.66667 | 3.228 | 187 | 28.8 | 180.6281 | 40.4875 | 0.94579 | 3.4167 | -2.7501 | 0 | 12.6823 | 21.14% | 1 | 1 | 0.8 | 0 | 0 | 0 | 0
| 3321 | 0.77778 | 3.228 | 372 | 30.5 | 359.3244 | 53.75 | 0.89938 | 6.4633 | -5.6856 | 0 | 15.2913 | 25.49% | 1 | 0 | 0 | 0 | 0 | 0 | 0
| 3322 | 1.0444 | 3.228 | 554 | 32.2 | 535.1229 | 66.825 | 0.85361 | 9.1358 | -8.0913 | 0 | 20.6851 | 34.48% | 1 | 0 | 0 | 0 | 0 | 0 | 0
| 3323 | 1.0444 | 3.228 | 587 | 31.6 | 566.9985 | 68.2875 | 0.84849 | 9.6219 | -8.5774 | 0 | 28.3612 | 47.27% | 1 | 0 | 0 | 0 | 0 | 0 | 0
| 3324 | 1.6 | 3.228 | 534 | 31.1 | 515.8044 | 64.475 | 0.86184 | 8.8908 | -7.2908 | 0 | 36.4984 | 60.83% | 1 | 0 | 0 | 0 | 0 | 0 | 0
| 3325 | 1.3778 | 3.228 | 408 | 30.5 | 394.0977 | 56 | 0.8915 | 7.0268 | -5.649 | 0 | 43.4151 | 72.36% | 1 | 0 | 0 | 0 | 0 | 0 | 0
| 3326 | 1.1111 | 3.228 | 451 | 30.4 | 435.6325 | 58.5875 | 0.88244 | 7.6884 | -6.5773 | 0 | 48.7742 | 81.29% | 1 | 0 | 0 | 0 | 0 | 0 | 0
| 3327 | 1.1111 | 3.228 | 443 | 30.3 | 427.9051 | 57.9875 | 0.88454 | 7.57 | -6.4589 | 0 | 55.014 | 91.69% | 1 | 0 | 0 | 1.2 | 0 | 0 | 0
| 3328 | 1 | 3.228 | 379 | 30.2 | 366.0859 | 53.8875 | 0.89889 | 6.5814 | -5.5814 | 0 | 60 | 100% | 1 | 0 | 0 | 5.58 | 0 | 0 | 0
| 3329 | 0.44444 | 3.228 | 216 | 30.3 | 208.64 | 43.8 | 0.9342 | 3.8982 | -3.4538 | 0 | 60 | 100% | 0 | 0 | 0 | 3.45 | 0 | 0 | 0
| 3330 | 0.44444 | 3.228 | 75 | 30.4 | 72.4444 | 35.0875 | 0.96469 | 1.3977 | -0.95329 | 0 | 60 | 100% | 0 | 0 | 0 | 0.95 | 0 | 0 | 0
| 3331 | 7.7444 | 7.7444 | 5 | 30.5 | 4.8296 | 30.8125 | 0.97966 | 0.094628 | 7.6498 | 11 | 60 | 100% | 0 | 0 | 0 | 0 | 0 | 0 | 0
| 3332 | 8.9667 | 8.9667 | 0 | 29.6 | 0 | 29.6 | 0.9839 | 0 | 8.9667 | 10 | 51.9364 | 86.56% | 0 | 0 | 0 | 0 | 0 | 0 | 0
| 3333 | 8.9667 | 8.9667 | 0 | 28.6 | 0 | 28.6 | 0.9874 | 0 | 8.9667 | 9 | 42.4847 | 70.81% | 0 | 0 | 0 | 0 | 0 | 0 | 0
| 3334 | 8.9667 | 8.9667 | 0 | 27.7 | 0 | 27.7 | 0.99055 | 0 | 8.9667 | 8 | 33.033 | 55.05% | 0 | 0 | 0 | 0 | 0 | 0 | 0
| 3335 | 7.3 | 7.3 | 0 | 27.1 | 0 | 27.1 | 0.99265 | 0 | 7.3 | 7 | 23.5813 | 39.3% | 0 | 0 | 0 | 0 | 0 | 0 | 0
| 3336 | 1.6889 | 3.228 | 0 | 26.6 | 0 | 26.6 | 0.9944 | 0 | 1.6889 | 6 | 15.8864 | 26.48% | 0 | 0 | 0 | 0 | 0 | 0 | 0
| 3337 | 1.1333 | 3.228 | 0 | 26 | 0 | 26 | 0.9965 | 0 | 1.1333 | 5 | 14.1062 | 23.51% | 0 | 0 | 0 | 0 | 0 | 0 | 0
| 3338 | 1.1333 | 3.228 | 0 | 25.9 | 0 | 25.9 | 0.99685 | 0 | 1.1333 | 4 | 12.9115 | 21.52% | 0 | 0 | 0 | 0 | 0.27 | 0 | 0
| 3339 | 0.022222 | 3.228 | 0 | 25.8 | 0 | 25.8 | 0.9972 | 0 | 0.022222 | 3 | 12 | 20% | 0 | 0 | 0 | 0 | 0.02 | 0 | 0
| 3340 | 0.022222 | 3.228 | 0 | 25.7 | 0 | 25.7 | 0.99755 | 0 | 0.022222 | 2 | 12 | 20% | 0 | 0 | 0 | 0 | 0.02 | 0 | 0
| 3341 | 0.022222 | 3.228 | 0 | 25.7 | 0 | 25.7 | 0.99755 | 0 | 0.022222 | 1 | 12 | 20% | 0 | 0 | 0 | 0 | 0.02 | 0 | 0
| 3342 | 0.022222 | 3.228 | 0 | 25.6 | 0 | 25.6 | 0.9979 | 0 | 0.022222 | 0 | 12 | 20% | 0 | 0 | 0 | 0 | 0.02 | 0 | 0
| 3343 | 0.022222 | 3.228 | 40 | 25.6 | 38.637 | 28.1 | 0.98915 | 0.76436 | -0.74213 | 0 | 12 | 20% | 0 | 0 | 0 | 0 | 0 | 0 | 0
| 3344 | 0.66667 | 3.228 | 172 | 27.3 | 166.1392 | 38.05 | 0.95432 | 3.171 | -2.5043 | 0 | 12.7041 | 21.17% | 1 | 1 | 0.8 | 0 | 0 | 0 | 0
| 3345 | 0.77778 | 3.228 | 317 | 28.9 | 306.1985 | 48.7125 | 0.91701 | 5.6157 | -4.8379 | 0 | 15.0799 | 25.13% | 1 | 0 | 0 | 0 | 0 | 0 | 0
| 3346 | 1.0444 | 3.228 | 444 | 30.6 | 428.8711 | 58.35 | 0.88328 | 7.5762 | -6.5318 | 0 | 19.6696 | 32.78% | 1 | 0 | 0 | 0 | 0 | 0 | 0
| 3347 | 1.0444 | 3.228 | 587 | 31.7 | 566.9985 | 68.3875 | 0.84814 | 9.6179 | -8.5735 | 0 | 25.8661 | 43.11% | 1 | 0 | 0 | 0 | 0 | 0 | 0
| 3348 | 1.6 | 3.228 | 696 | 32.7 | 672.2844 | 76.2 | 0.8208 | 11.0362 | -9.4362 | 0 | 33.9997 | 56.67% | 1 | 0 | 0 | 0 | 0 | 0 | 0
| 3349 | 1.3778 | 3.228 | 754 | 33.8 | 728.3081 | 80.925 | 0.80426 | 11.715 | -10.3372 | 0 | 42.9516 | 71.59% | 1 | 0 | 0 | 0 | 0 | 0 | 0
| 3350 | 1.1111 | 3.228 | 710 | 33.5 | 685.8073 | 77.875 | 0.81494 | 11.1778 | -10.0667 | 0 | 52.7584 | 87.93% | 1 | 0 | 0 | 2.43 | 0 | 0 | 0
| 3351 | 1.1111 | 3.228 | 614 | 33.3 | 593.0785 | 71.675 | 0.83664 | 9.9238 | -8.8127 | 0 | 60 | 100% | 1 | 0 | 0 | 8.81 | 0 | 0 | 0
| 3352 | 1 | 3.228 | 473 | 33 | 456.8829 | 62.5625 | 0.86853 | 7.9363 | -6.9363 | 0 | 60 | 100% | 0 | 0 | 0 | 6.94 | 0 | 0 | 0
| 3353 | 0.44444 | 3.228 | 282 | 31.1 | 272.3911 | 48.725 | 0.91696 | 4.9954 | -4.551 | 0 | 60 | 100% | 0 | 0 | 0 | 4.55 | 0 | 0 | 0
| 3354 | 0.44444 | 3.228 | 104 | 29.3 | 100.4563 | 35.8 | 0.9622 | 1.9332 | -1.4887 | 0 | 60 | 100% | 0 | 0 | 0 | 1.49 | 0 | 0 | 0
| 3355 | 7.7444 | 7.7444 | 7 | 27.4 | 6.7615 | 27.8375 | 0.99007 | 0.13389 | 7.6106 | 11 | 60 | 100% | 0 | 0 | 0 | 0 | 0 | 0 | 0
| 3356 | 8.9667 | 8.9667 | 0 | 27.7 | 0 | 27.7 | 0.99055 | 0 | 8.9667 | 10 | 51.9778 | 86.63% | 0 | 0 | 0 | 0 | 0 | 0 | 0
| 3357 | 8.9667 | 8.9667 | 0 | 28.1 | 0 | 28.1 | 0.98915 | 0 | 8.9667 | 9 | 42.5261 | 70.88% | 0 | 0 | 0 | 0 | 0 | 0 | 0
| 3358 | 8.9667 | 8.9667 | 0 | 28.4 | 0 | 28.4 | 0.9881 | 0 | 8.9667 | 8 | 33.0744 | 55.12% | 0 | 0 | 0 | 0 | 0 | 0 | 0
| 3359 | 7.3 | 7.3 | 0 | 28.1 | 0 | 28.1 | 0.98915 | 0 | 7.3 | 7 | 23.6227 | 39.37% | 0 | 0 | 0 | 0 | 0 | 0 | 0
| 3360 | 1.6889 | 3.228 | 0 | 27.8 | 0 | 27.8 | 0.9902 | 0 | 1.6889 | 6 | 15.9278 | 26.55% | 0 | 0 | 0 | 0 | 0 | 0 | 0
| 3361 | 1.1333 | 3.228 | 0 | 27.5 | 0 | 27.5 | 0.99125 | 0 | 1.1333 | 5 | 14.1476 | 23.58% | 0 | 0 | 0 | 0 | 0 | 0 | 0
| 3362 | 1.1333 | 3.228 | 0 | 27.2 | 0 | 27.2 | 0.9923 | 0 | 1.1333 | 4 | 12.9529 | 21.59% | 0 | 0 | 0 | 0 | 0.23 | 0 | 0
| 3363 | 0.022222 | 3.228 | 0 | 26.9 | 0 | 26.9 | 0.99335 | 0 | 0.022222 | 3 | 12 | 20% | 0 | 0 | 0 | 0 | 0.02 | 0 | 0
| 3364 | 0.022222 | 3.228 | 0 | 26.6 | 0 | 26.6 | 0.9944 | 0 | 0.022222 | 2 | 12 | 20% | 0 | 0 | 0 | 0 | 0.02 | 0 | 0
| 3365 | 0.022222 | 3.228 | 0 | 26.7 | 0 | 26.7 | 0.99405 | 0 | 0.022222 | 1 | 12 | 20% | 0 | 0 | 0 | 0 | 0.02 | 0 | 0
| 3366 | 0.022222 | 3.228 | 0 | 26.9 | 0 | 26.9 | 0.99335 | 0 | 0.022222 | 0 | 12 | 20% | 0 | 0 | 0 | 0 | 0.02 | 0 | 0
| 3367 | 0.022222 | 3.228 | 40 | 27 | 38.637 | 29.5 | 0.98425 | 0.76057 | -0.73835 | 0 | 12 | 20% | 0 | 0 | 0 | 0 | 0 | 0 | 0
| 3368 | 0.66667 | 3.228 | 188 | 28.5 | 181.5941 | 40.25 | 0.94663 | 3.438 | -2.7714 | 0 | 12.7005 | 21.17% | 1 | 1 | 0.8 | 0 | 0 | 0 | 0
| 3369 | 0.77778 | 3.228 | 372 | 30.1 | 359.3244 | 53.35 | 0.90077 | 6.4734 | -5.6956 | 0 | 15.3296 | 25.55% | 1 | 0 | 0 | 0 | 0 | 0 | 0
| 3370 | 1.0444 | 3.228 | 553 | 31.6 | 534.157 | 66.1625 | 0.85593 | 9.144 | -8.0996 | 0 | 20.733 | 34.55% | 1 | 0 | 0 | 0 | 0 | 0 | 0
| 3371 | 1.0444 | 3.228 | 586 | 32.4 | 566.0325 | 69.025 | 0.84591 | 9.5763 | -8.5318 | 0 | 28.4169 | 47.36% | 1 | 0 | 0 | 0 | 0 | 0 | 0
| 3372 | 1.6 | 3.228 | 533 | 33.2 | 514.8385 | 66.5125 | 0.85471 | 8.8007 | -7.2007 | 0 | 36.5109 | 60.85% | 1 | 0 | 0 | 0 | 0 | 0 | 0
| 3373 | 1.3778 | 3.228 | 407 | 34 | 393.1318 | 59.4375 | 0.87947 | 6.9149 | -5.5372 | 0 | 43.3421 | 72.24% | 1 | 0 | 0 | 0 | 0 | 0 | 0
| 3374 | 1.1111 | 3.228 | 451 | 34.2 | 435.6325 | 62.3875 | 0.86914 | 7.5725 | -6.4614 | 0 | 48.5951 | 80.99% | 1 | 0 | 0 | 0 | 0 | 0 | 0
| 3375 | 1.1111 | 3.228 | 445 | 34.4 | 429.837 | 62.2125 | 0.86976 | 7.4771 | -6.366 | 0 | 54.725 | 91.21% | 1 | 0 | 0 | 0.81 | 0 | 0 | 0
| 3376 | 1 | 3.228 | 382 | 34.6 | 368.9837 | 58.475 | 0.88284 | 6.5151 | -5.5151 | 0 | 60 | 100% | 1 | 0 | 0 | 5.52 | 0 | 0 | 0
| 3377 | 0.44444 | 3.228 | 242 | 33.1 | 233.754 | 48.225 | 0.91871 | 4.2951 | -3.8506 | 0 | 60 | 100% | 0 | 0 | 0 | 3.85 | 0 | 0 | 0
| 3378 | 0.44444 | 3.228 | 96 | 31.7 | 92.7289 | 37.7 | 0.95555 | 1.7721 | -1.3277 | 0 | 60 | 100% | 0 | 0 | 0 | 1.33 | 0 | 0 | 0
| 3379 | 7.7444 | 7.7444 | 8 | 30.2 | 7.7274 | 30.7 | 0.98005 | 0.15146 | 7.593 | 11 | 60 | 100% | 0 | 0 | 0 | 0 | 0 | 0 | 0
| 3380 | 8.9667 | 8.9667 | 0 | 30.2 | 0 | 30.2 | 0.9818 | 0 | 8.9667 | 10 | 51.9963 | 86.66% | 0 | 0 | 0 | 0 | 0 | 0 | 0
| 3381 | 8.9667 | 8.9667 | 0 | 29.6 | 0 | 29.6 | 0.9839 | 0 | 8.9667 | 9 | 42.5446 | 70.91% | 0 | 0 | 0 | 0 | 0 | 0 | 0
| 3382 | 8.9667 | 8.9667 | 0 | 29 | 0 | 29 | 0.986 | 0 | 8.9667 | 8 | 33.0929 | 55.15% | 0 | 0 | 0 | 0 | 0 | 0 | 0
| 3383 | 7.3 | 7.3 | 0 | 27.9 | 0 | 27.9 | 0.98985 | 0 | 7.3 | 7 | 23.6412 | 39.4% | 0 | 0 | 0 | 0 | 0 | 0 | 0
| 3384 | 1.6889 | 3.228 | 0 | 26.7 | 0 | 26.7 | 0.99405 | 0 | 1.6889 | 6 | 15.9463 | 26.58% | 0 | 0 | 0 | 0 | 0 | 0 | 0
| 3385 | 1.1333 | 3.228 | 0 | 25.6 | 0 | 25.6 | 0.9979 | 0 | 1.1333 | 5 | 14.1661 | 23.61% | 0 | 0 | 0 | 0 | 0 | 0 | 0
| 3386 | 1.1333 | 3.228 | 0 | 25.6 | 0 | 25.6 | 0.9979 | 0 | 1.1333 | 4 | 12.9714 | 21.62% | 0 | 0 | 0 | 0 | 0.21 | 0 | 0
| 3387 | 0.022222 | 3.228 | 0 | 25.7 | 0 | 25.7 | 0.99755 | 0 | 0.022222 | 3 | 12 | 20% | 0 | 0 | 0 | 0 | 0.02 | 0 | 0
| 3388 | 0.022222 | 3.228 | 0 | 25.7 | 0 | 25.7 | 0.99755 | 0 | 0.022222 | 2 | 12 | 20% | 0 | 0 | 0 | 0 | 0.02 | 0 | 0
| 3389 | 0.022222 | 3.228 | 0 | 25.8 | 0 | 25.8 | 0.9972 | 0 | 0.022222 | 1 | 12 | 20% | 0 | 0 | 0 | 0 | 0.02 | 0 | 0
| 3390 | 0.022222 | 3.228 | 0 | 26 | 0 | 26 | 0.9965 | 0 | 0.022222 | 0 | 12 | 20% | 0 | 0 | 0 | 0 | 0.02 | 0 | 0
| 3391 | 0.022222 | 3.228 | 27 | 26.1 | 26.08 | 27.7875 | 0.99024 | 0.51651 | -0.49429 | 0 | 12 | 20% | 0 | 0 | 0 | 0 | 0 | 0 | 0
| 3392 | 0.66667 | 3.228 | 116 | 27.4 | 112.0474 | 34.65 | 0.96623 | 2.1653 | -1.4986 | 0 | 12.4689 | 20.78% | 1 | 1 | 0.8 | 0 | 0 | 0 | 0
| 3393 | 0.77778 | 3.228 | 214 | 28.7 | 206.7081 | 42.075 | 0.94024 | 3.8871 | -3.1093 | 0 | 13.8906 | 23.15% | 1 | 0 | 0 | 0 | 0 | 0 | 0
| 3394 | 1.0444 | 3.228 | 299 | 30 | 288.8118 | 48.6875 | 0.91709 | 5.2974 | -4.2529 | 0 | 16.8404 | 28.07% | 1 | 0 | 0 | 0 | 0 | 0 | 0
| 3395 | 1.0444 | 3.228 | 425 | 31.2 | 410.5185 | 57.7625 | 0.88533 | 7.2689 | -6.2245 | 0 | 20.875 | 34.79% | 1 | 0 | 0 | 0 | 0 | 0 | 0
| 3396 | 1.6 | 3.228 | 533 | 32.3 | 514.8385 | 65.6125 | 0.85786 | 8.8331 | -7.2331 | 0 | 26.7801 | 44.63% | 1 | 0 | 0 | 0 | 0 | 0 | 0
| 3397 | 1.3778 | 3.228 | 603 | 33.5 | 582.4533 | 71.1875 | 0.83834 | 9.7659 | -8.3881 | 0 | 33.642 | 56.07% | 1 | 0 | 0 | 0 | 0 | 0 | 0
| 3398 | 1.1111 | 3.228 | 512 | 33.2 | 494.554 | 65.2 | 0.8593 | 8.4994 | -7.3883 | 0 | 41.5997 | 69.33% | 1 | 0 | 0 | 0 | 0 | 0 | 0
| 3399 | 1.1111 | 3.228 | 389 | 32.8 | 375.7451 | 57.1125 | 0.88761 | 6.6703 | -5.5592 | 0 | 48.6089 | 81.01% | 1 | 0 | 0 | 0 | 0 | 0 | 0
| 3400 | 1 | 3.228 | 255 | 32.5 | 246.3111 | 48.4375 | 0.91797 | 4.5221 | -3.5221 | 0 | 53.8828 | 89.8% | 1 | 0 | 0 | 0 | 0 | 0 | 0
| 3401 | 0.44444 | 3.228 | 162 | 32 | 156.48 | 42.125 | 0.94006 | 2.942 | -2.4976 | 0 | 57.2241 | 95.37% | 1 | 0 | 0 | 0 | 0 | 0 | 0
| 3402 | 0.44444 | 3.228 | 65 | 31.5 | 62.7852 | 35.5625 | 0.96303 | 1.2093 | -0.76484 | 0 | 59.5935 | 99.32% | 1 | 0 | 0 | 0.34 | 0 | 0 | 0
| 3403 | 7.7444 | 7.7444 | 5 | 31 | 4.8296 | 31.3125 | 0.97791 | 0.094458 | 7.65 | 11 | 60 | 100% | 1 | 0 | 0 | 0 | 0 | 0 | 0
| 3404 | 8.9667 | 8.9667 | 0 | 30.9 | 0 | 30.9 | 0.97935 | 0 | 8.9667 | 10 | 51.9362 | 86.56% | 0 | 0 | 0 | 0 | 0 | 0 | 0
| 3405 | 8.9667 | 8.9667 | 0 | 30.7 | 0 | 30.7 | 0.98005 | 0 | 8.9667 | 9 | 42.4845 | 70.81% | 0 | 0 | 0 | 0 | 0 | 0 | 0
| 3406 | 8.9667 | 8.9667 | 0 | 30.6 | 0 | 30.6 | 0.9804 | 0 | 8.9667 | 8 | 33.0328 | 55.05% | 0 | 0 | 0 | 0 | 0 | 0 | 0
| 3407 | 7.3 | 7.3 | 0 | 29.4 | 0 | 29.4 | 0.9846 | 0 | 7.3 | 7 | 23.5811 | 39.3% | 0 | 0 | 0 | 0 | 0 | 0 | 0
| 3408 | 1.6889 | 3.228 | 0 | 28.2 | 0 | 28.2 | 0.9888 | 0 | 1.6889 | 6 | 15.8862 | 26.48% | 0 | 0 | 0 | 0 | 0 | 0 | 0
| 3409 | 1.1333 | 3.228 | 0 | 27 | 0 | 27 | 0.993 | 0 | 1.1333 | 5 | 14.106 | 23.51% | 0 | 0 | 0 | 0 | 0 | 0 | 0
| 3410 | 1.1333 | 3.228 | 0 | 26.5 | 0 | 26.5 | 0.99475 | 0 | 1.1333 | 4 | 12.9114 | 21.52% | 0 | 0 | 0 | 0 | 0.27 | 0 | 0
| 3411 | 0.022222 | 3.228 | 0 | 26.1 | 0 | 26.1 | 0.99615 | 0 | 0.022222 | 3 | 12 | 20% | 0 | 0 | 0 | 0 | 0.02 | 0 | 0
| 3412 | 0.022222 | 3.228 | 0 | 25.6 | 0 | 25.6 | 0.9979 | 0 | 0.022222 | 2 | 12 | 20% | 0 | 0 | 0 | 0 | 0.02 | 0 | 0
| 3413 | 0.022222 | 3.228 | 0 | 25.9 | 0 | 25.9 | 0.99685 | 0 | 0.022222 | 1 | 12 | 20% | 0 | 0 | 0 | 0 | 0.02 | 0 | 0
| 3414 | 0.022222 | 3.228 | 0 | 26.2 | 0 | 26.2 | 0.9958 | 0 | 0.022222 | 0 | 12 | 20% | 0 | 0 | 0 | 0 | 0.02 | 0 | 0
| 3415 | 0.022222 | 3.228 | 40 | 26.5 | 38.637 | 29 | 0.986 | 0.76192 | -0.7397 | 0 | 12 | 20% | 0 | 0 | 0 | 0 | 0 | 0 | 0
| 3416 | 0.66667 | 3.228 | 173 | 27.9 | 167.1052 | 38.7125 | 0.95201 | 3.1817 | -2.515 | 0 | 12.7017 | 21.17% | 1 | 1 | 0.8 | 0 | 0 | 0 | 0
| 3417 | 0.77778 | 3.228 | 317 | 29.2 | 306.1985 | 49.0125 | 0.91596 | 5.6093 | -4.8315 | 0 | 15.0877 | 25.15% | 1 | 0 | 0 | 0 | 0 | 0 | 0
| 3418 | 1.0444 | 3.228 | 442 | 30.6 | 426.9392 | 58.225 | 0.88371 | 7.5458 | -6.5014 | 0 | 19.6713 | 32.79% | 1 | 0 | 0 | 0 | 0 | 0 | 0
| 3419 | 1.0444 | 3.228 | 585 | 31.6 | 565.0666 | 68.1625 | 0.84893 | 9.5941 | -8.5496 | 0 | 25.839 | 43.07% | 1 | 0 | 0 | 0 | 0 | 0 | 0
| 3420 | 1.6 | 3.228 | 694 | 32.5 | 670.3525 | 75.875 | 0.82194 | 11.0198 | -9.4198 | 0 | 33.9499 | 56.58% | 1 | 0 | 0 | 0 | 0 | 0 | 0
| 3421 | 1.3778 | 3.228 | 751 | 33.5 | 725.4103 | 80.4375 | 0.80597 | 11.6932 | -10.3154 | 0 | 42.8863 | 71.48% | 1 | 0 | 0 | 0 | 0 | 0 | 0
| 3422 | 1.1111 | 3.228 | 667 | 33.6 | 644.2725 | 75.2875 | 0.82399 | 10.6175 | -9.5064 | 0 | 52.6723 | 87.79% | 1 | 0 | 0 | 1.78 | 0 | 0 | 0
| 3423 | 1.1111 | 3.228 | 537 | 33.7 | 518.7022 | 67.2625 | 0.85208 | 8.8395 | -7.7284 | 0 | 60 | 100% | 1 | 0 | 0 | 7.73 | 0 | 0 | 0
| 3424 | 1 | 3.228 | 380 | 33.8 | 367.0518 | 57.55 | 0.88607 | 6.5047 | -5.5047 | 0 | 60 | 100% | 0 | 0 | 0 | 5.5 | 0 | 0 | 0
| 3425 | 0.44444 | 3.228 | 241 | 32.7 | 232.7881 | 47.7625 | 0.92033 | 4.2848 | -3.8404 | 0 | 60 | 100% | 0 | 0 | 0 | 3.84 | 0 | 0 | 0
| 3426 | 0.44444 | 3.228 | 97 | 31.5 | 93.6948 | 37.5625 | 0.95603 | 1.7915 | -1.3471 | 0 | 60 | 100% | 0 | 0 | 0 | 1.35 | 0 | 0 | 0
| 3427 | 7.7444 | 7.7444 | 8 | 30.4 | 7.7274 | 30.9 | 0.97935 | 0.15136 | 7.5931 | 11 | 60 | 100% | 0 | 0 | 0 | 0 | 0 | 0 | 0
| 3428 | 8.9667 | 8.9667 | 0 | 30 | 0 | 30 | 0.9825 | 0 | 8.9667 | 10 | 51.9962 | 86.66% | 0 | 0 | 0 | 0 | 0 | 0 | 0
| 3429 | 8.9667 | 8.9667 | 0 | 29.7 | 0 | 29.7 | 0.98355 | 0 | 8.9667 | 9 | 42.5445 | 70.91% | 0 | 0 | 0 | 0 | 0 | 0 | 0
| 3430 | 8.9667 | 8.9667 | 0 | 29.3 | 0 | 29.3 | 0.98495 | 0 | 8.9667 | 8 | 33.0928 | 55.15% | 0 | 0 | 0 | 0 | 0 | 0 | 0
| 3431 | 7.3 | 7.3 | 0 | 27.7 | 0 | 27.7 | 0.99055 | 0 | 7.3 | 7 | 23.6411 | 39.4% | 0 | 0 | 0 | 0 | 0 | 0 | 0
| 3432 | 1.6889 | 3.228 | 0 | 26 | 0 | 26 | 0.9965 | 0 | 1.6889 | 6 | 15.9462 | 26.58% | 0 | 0 | 0 | 0 | 0 | 0 | 0
| 3433 | 1.1333 | 3.228 | 0 | 24.4 | 0 | 24.4 | 1.0021 | 0 | 1.1333 | 5 | 14.166 | 23.61% | 0 | 0 | 0 | 0 | 0 | 0 | 0
| 3434 | 1.1333 | 3.228 | 0 | 24.3 | 0 | 24.3 | 1.0025 | 0 | 1.1333 | 4 | 12.9713 | 21.62% | 0 | 0 | 0 | 0 | 0.21 | 0 | 0
| 3435 | 0.022222 | 3.228 | 0 | 24.3 | 0 | 24.3 | 1.0025 | 0 | 0.022222 | 3 | 12 | 20% | 0 | 0 | 0 | 0 | 0.02 | 0 | 0
| 3436 | 0.022222 | 3.228 | 0 | 24.2 | 0 | 24.2 | 1.0028 | 0 | 0.022222 | 2 | 12 | 20% | 0 | 0 | 0 | 0 | 0.02 | 0 | 0
| 3437 | 0.022222 | 3.228 | 0 | 24.4 | 0 | 24.4 | 1.0021 | 0 | 0.022222 | 1 | 12 | 20% | 0 | 0 | 0 | 0 | 0.02 | 0 | 0
| 3438 | 0.022222 | 3.228 | 0 | 24.6 | 0 | 24.6 | 1.0014 | 0 | 0.022222 | 0 | 12 | 20% | 0 | 0 | 0 | 0 | 0.02 | 0 | 0
| 3439 | 0.022222 | 3.228 | 27 | 24.8 | 26.08 | 26.4875 | 0.99479 | 0.51888 | -0.49666 | 0 | 12 | 20% | 0 | 0 | 0 | 0 | 0 | 0 | 0
| 3440 | 0.66667 | 3.228 | 117 | 25.8 | 113.0133 | 33.1125 | 0.97161 | 2.1961 | -1.5294 | 0 | 12.4712 | 20.79% | 1 | 1 | 0.8 | 0 | 0 | 0 | 0
| 3441 | 0.77778 | 3.228 | 214 | 26.8 | 206.7081 | 40.175 | 0.94689 | 3.9146 | -3.1368 | 0 | 13.9221 | 23.2% | 1 | 0 | 0 | 0 | 0 | 0 | 0
| 3442 | 1.0444 | 3.228 | 299 | 27.8 | 288.8118 | 46.4875 | 0.92479 | 5.3418 | -4.2974 | 0 | 16.898 | 28.16% | 1 | 0 | 0 | 0 | 0 | 0 | 0
| 3443 | 1.0444 | 3.228 | 363 | 29 | 350.6311 | 51.6875 | 0.90659 | 6.3576 | -5.3132 | 0 | 20.9748 | 34.96% | 1 | 0 | 0 | 0 | 0 | 0 | 0
| 3444 | 1.6 | 3.228 | 399 | 30.3 | 385.4044 | 55.2375 | 0.89417 | 6.8923 | -5.2923 | 0 | 26.0153 | 43.36% | 1 | 0 | 0 | 0 | 0 | 0 | 0
| 3445 | 1.3778 | 3.228 | 406 | 31.5 | 392.1659 | 56.875 | 0.88844 | 6.9683 | -5.5905 | 0 | 31.0361 | 51.73% | 1 | 0 | 0 | 0 | 0 | 0 | 0
| 3446 | 1.1111 | 3.228 | 450 | 31.8 | 434.6666 | 59.925 | 0.87776 | 7.6307 | -6.5196 | 0 | 36.3397 | 60.57% | 1 | 0 | 0 | 0 | 0 | 0 | 0
| 3447 | 1.1111 | 3.228 | 443 | 32.2 | 427.9051 | 59.8875 | 0.87789 | 7.5131 | -6.402 | 0 | 42.5247 | 70.87% | 1 | 0 | 0 | 0 | 0 | 0 | 0
| 3448 | 1 | 3.228 | 380 | 32.5 | 367.0518 | 56.25 | 0.89062 | 6.5381 | -5.5381 | 0 | 48.5982 | 81% | 1 | 0 | 0 | 0 | 0 | 0 | 0
| 3449 | 0.44444 | 3.228 | 264 | 32 | 255.0044 | 48.5 | 0.91775 | 4.6806 | -4.2362 | 0 | 53.8521 | 89.75% | 1 | 0 | 0 | 0 | 0 | 0 | 0
| 3450 | 0.44444 | 3.228 | 115 | 31.4 | 111.0815 | 38.5875 | 0.95244 | 2.116 | -1.6715 | 0 | 57.8708 | 96.45% | 1 | 0 | 0 | 0 | 0 | 0 | 0
| 3451 | 7.7444 | 7.7444 | 10 | 30.9 | 9.6593 | 31.525 | 0.97716 | 0.18877 | 7.5557 | 11 | 59.4566 | 99.09% | 1 | 0 | 0 | 0 | 0 | 0 | 0
| 3452 | 8.9667 | 8.9667 | 0 | 29.4 | 0 | 29.4 | 0.9846 | 0 | 8.9667 | 10 | 51.4922 | 85.82% | 0 | 0 | 0 | 0 | 0 | 0 | 0
| 3453 | 8.9667 | 8.9667 | 0 | 27.9 | 0 | 27.9 | 0.98985 | 0 | 8.9667 | 9 | 42.0405 | 70.07% | 0 | 0 | 0 | 0 | 0 | 0 | 0
| 3454 | 8.9667 | 8.9667 | 0 | 26.4 | 0 | 26.4 | 0.9951 | 0 | 8.9667 | 8 | 32.5888 | 54.31% | 0 | 0 | 0 | 0 | 0 | 0 | 0
| 3455 | 7.3 | 7.3 | 0 | 26.3 | 0 | 26.3 | 0.99545 | 0 | 7.3 | 7 | 23.1371 | 38.56% | 0 | 0 | 0 | 0 | 0 | 0 | 0
| 3456 | 1.6889 | 3.228 | 0 | 26.2 | 0 | 26.2 | 0.9958 | 0 | 1.6889 | 6 | 15.4423 | 25.74% | 0 | 0 | 0 | 0 | 0 | 0 | 0
| 3457 | 1.1333 | 3.228 | 0 | 26.1 | 0 | 26.1 | 0.99615 | 0 | 1.1333 | 5 | 13.662 | 22.77% | 0 | 0 | 0 | 0 | 0 | 0 | 0
| 3458 | 1.1333 | 3.228 | 0 | 26 | 0 | 26 | 0.9965 | 0 | 1.1333 | 4 | 12.4674 | 20.78% | 0 | 0 | 0 | 0 | 0.69 | 0 | 0
| 3459 | 0.022222 | 3.228 | 0 | 25.9 | 0 | 25.9 | 0.99685 | 0 | 0.022222 | 3 | 12 | 20% | 0 | 0 | 0 | 0 | 0.02 | 0 | 0
| 3460 | 0.022222 | 3.228 | 0 | 25.8 | 0 | 25.8 | 0.9972 | 0 | 0.022222 | 2 | 12 | 20% | 0 | 0 | 0 | 0 | 0.02 | 0 | 0
| 3461 | 0.022222 | 3.228 | 0 | 26 | 0 | 26 | 0.9965 | 0 | 0.022222 | 1 | 12 | 20% | 0 | 0 | 0 | 0 | 0.02 | 0 | 0
| 3462 | 0.022222 | 3.228 | 0 | 26 | 0 | 26 | 0.9965 | 0 | 0.022222 | 0 | 12 | 20% | 0 | 0 | 0 | 0 | 0.02 | 0 | 0
| 3463 | 0.022222 | 3.228 | 51 | 26.1 | 49.2622 | 29.2875 | 0.98499 | 0.97046 | -0.94824 | 0 | 12 | 20% | 0 | 0 | 0 | 0 | 0 | 0 | 0
| 3464 | 0.66667 | 3.228 | 117 | 27.4 | 113.0133 | 34.7125 | 0.96601 | 2.1834 | -1.5168 | 0 | 12.8996 | 21.5% | 1 | 1 | 0.8 | 0 | 0 | 0 | 0
| 3465 | 0.77778 | 3.228 | 269 | 28.6 | 259.834 | 45.4125 | 0.92856 | 4.8254 | -4.0476 | 0 | 14.3385 | 23.9% | 1 | 0 | 0 | 0 | 0 | 0 | 0
| 3466 | 1.0444 | 3.228 | 443 | 29.9 | 427.9051 | 57.5875 | 0.88594 | 7.582 | -6.5376 | 0 | 18.1784 | 30.3% | 1 | 0 | 0 | 0 | 0 | 0 | 0
| 3467 | 1.0444 | 3.228 | 483 | 30.6 | 466.5422 | 60.7875 | 0.87474 | 8.1621 | -7.1177 | 0 | 24.3805 | 40.63% | 1 | 0 | 0 | 0 | 0 | 0 | 0
| 3468 | 1.6 | 3.228 | 468 | 31.3 | 452.0533 | 60.55 | 0.87557 | 7.9161 | -6.3161 | 0 | 31.1329 | 51.89% | 1 | 0 | 0 | 0 | 0 | 0 | 0
| 3469 | 1.3778 | 3.228 | 405 | 32 | 391.2 | 57.3125 | 0.88691 | 6.9392 | -5.5614 | 0 | 37.1249 | 61.87% | 1 | 0 | 0 | 0 | 0 | 0 | 0
| 3470 | 1.1111 | 3.228 | 382 | 31 | 368.9837 | 54.875 | 0.89544 | 6.608 | -5.4969 | 0 | 42.4009 | 70.67% | 1 | 0 | 0 | 0 | 0 | 0 | 0
| 3471 | 1.1111 | 3.228 | 331 | 30 | 319.7214 | 50.6875 | 0.91009 | 5.8195 | -4.7084 | 0 | 47.6157 | 79.36% | 1 | 0 | 0 | 0 | 0 | 0 | 0
| 3472 | 1 | 3.228 | 256 | 29 | 247.277 | 45 | 0.93 | 4.5994 | -3.5994 | 0 | 52.0825 | 86.8% | 1 | 0 | 0 | 0 | 0 | 0 | 0
| 3473 | 0.44444 | 3.228 | 163 | 29 | 157.4459 | 39.1875 | 0.95034 | 2.9926 | -2.5481 | 0 | 55.4972 | 92.5% | 1 | 0 | 0 | 0 | 0 | 0 | 0
| 3474 | 0.44444 | 3.228 | 66 | 29 | 63.7511 | 33.125 | 0.97156 | 1.2388 | -0.79432 | 0 | 57.9145 | 96.52% | 1 | 0 | 0 | 0 | 0 | 0 | 0
| 3475 | 7.7444 | 7.7444 | 5 | 29 | 4.8296 | 29.3125 | 0.98491 | 0.095135 | 7.6493 | 11 | 58.6681 | 97.78% | 1 | 0 | 0 | 0 | 0 | 0 | 0
| 3476 | 8.9667 | 8.9667 | 0 | 27.5 | 0 | 27.5 | 0.99125 | 0 | 8.9667 | 10 | 50.605 | 84.34% | 0 | 0 | 0 | 0 | 0 | 0 | 0
| 3477 | 8.9667 | 8.9667 | 0 | 26 | 0 | 26 | 0.9965 | 0 | 8.9667 | 9 | 41.1533 | 68.59% | 0 | 0 | 0 | 0 | 0 | 0 | 0
| 3478 | 8.9667 | 8.9667 | 0 | 24.5 | 0 | 24.5 | 1.0017 | 0 | 8.9667 | 8 | 31.7016 | 52.84% | 0 | 0 | 0 | 0 | 0 | 0 | 0
| 3479 | 7.3 | 7.3 | 0 | 24.7 | 0 | 24.7 | 1.001 | 0 | 7.3 | 7 | 22.2499 | 37.08% | 0 | 0 | 0 | 0 | 0 | 0 | 0
| 3480 | 1.6889 | 3.228 | 0 | 24.8 | 0 | 24.8 | 1.0007 | 0 | 1.6889 | 6 | 14.555 | 24.26% | 0 | 0 | 0 | 0 | 0 | 0 | 0
| 3481 | 1.1333 | 3.228 | 0 | 25 | 0 | 25 | 1 | 0 | 1.1333 | 5 | 12.7748 | 21.29% | 0 | 0 | 0 | 0 | 0.4 | 0 | 0
| 3482 | 1.1333 | 3.228 | 0 | 24.9 | 0 | 24.9 | 1.0004 | 0 | 1.1333 | 4 | 12 | 20% | 0 | 0 | 0 | 0 | 1.13 | 0 | 0
| 3483 | 0.022222 | 3.228 | 0 | 24.7 | 0 | 24.7 | 1.001 | 0 | 0.022222 | 3 | 12 | 20% | 0 | 0 | 0 | 0 | 0.02 | 0 | 0
| 3484 | 0.022222 | 3.228 | 0 | 24.6 | 0 | 24.6 | 1.0014 | 0 | 0.022222 | 2 | 12 | 20% | 0 | 0 | 0 | 0 | 0.02 | 0 | 0
| 3485 | 0.022222 | 3.228 | 0 | 24.8 | 0 | 24.8 | 1.0007 | 0 | 0.022222 | 1 | 12 | 20% | 0 | 0 | 0 | 0 | 0.02 | 0 | 0
| 3486 | 0.022222 | 3.228 | 0 | 25 | 0 | 25 | 1 | 0 | 0.022222 | 0 | 12 | 20% | 0 | 0 | 0 | 0 | 0.02 | 0 | 0
| 3487 | 0.022222 | 3.228 | 58 | 25.2 | 56.0237 | 28.825 | 0.98661 | 1.1055 | -1.0833 | 0 | 12 | 20% | 0 | 0 | 0 | 0 | 0 | 0 | 0
| 3488 | 0.66667 | 3.228 | 228 | 26.5 | 220.2311 | 40.75 | 0.94488 | 4.1618 | -3.4952 | 0 | 13.0277 | 21.71% | 1 | 1 | 0.8 | 0 | 0 | 0 | 0
| 3489 | 0.77778 | 3.228 | 372 | 27.9 | 359.3244 | 51.15 | 0.90848 | 6.5287 | -5.751 | 0 | 16.3435 | 27.24% | 1 | 0 | 0 | 0 | 0 | 0 | 0
| 3490 | 1.0444 | 3.228 | 443 | 29.2 | 427.9051 | 56.8875 | 0.88839 | 7.603 | -6.5585 | 0 | 21.7993 | 36.33% | 1 | 0 | 0 | 0 | 0 | 0 | 0
| 3491 | 1.0444 | 3.228 | 585 | 29.3 | 565.0666 | 65.8625 | 0.85698 | 9.685 | -8.6406 | 0 | 28.0213 | 46.7% | 1 | 0 | 0 | 0 | 0 | 0 | 0
| 3492 | 1.6 | 3.228 | 693 | 29.5 | 669.3866 | 72.8125 | 0.83266 | 11.1474 | -9.5474 | 0 | 36.2184 | 60.36% | 1 | 0 | 0 | 0 | 0 | 0 | 0
| 3493 | 1.3778 | 3.228 | 750 | 29.6 | 724.4444 | 76.475 | 0.81984 | 11.8785 | -10.5008 | 0 | 45.2759 | 75.46% | 1 | 0 | 0 | 0 | 0 | 0 | 0
| 3494 | 1.1111 | 3.228 | 666 | 30.4 | 643.3066 | 72.025 | 0.83541 | 10.7485 | -9.6374 | 0 | 55.2378 | 92.06% | 1 | 0 | 0 | 4.62 | 0 | 0 | 0
| 3495 | 1.1111 | 3.228 | 536 | 31.2 | 517.7362 | 64.7 | 0.86105 | 8.9159 | -7.8048 | 0 | 60 | 100% | 1 | 0 | 0 | 7.8 | 0 | 0 | 0
| 3496 | 1 | 3.228 | 380 | 32 | 367.0518 | 55.75 | 0.89238 | 6.551 | -5.551 | 0 | 60 | 100% | 0 | 0 | 0 | 5.55 | 0 | 0 | 0
| 3497 | 0.44444 | 3.228 | 265 | 31.8 | 255.9703 | 48.3625 | 0.91823 | 4.7008 | -4.2564 | 0 | 60 | 100% | 0 | 0 | 0 | 4.26 | 0 | 0 | 0
| 3498 | 0.44444 | 3.228 | 116 | 31.7 | 112.0474 | 38.95 | 0.95117 | 2.1315 | -1.6871 | 0 | 60 | 100% | 0 | 0 | 0 | 1.69 | 0 | 0 | 0
| 3499 | 7.7444 | 7.7444 | 10 | 31.5 | 9.6593 | 32.125 | 0.97506 | 0.18837 | 7.5561 | 11 | 60 | 100% | 0 | 0 | 0 | 0 | 0 | 0 | 0
| 3500 | 8.9667 | 8.9667 | 0 | 30.3 | 0 | 30.3 | 0.98145 | 0 | 8.9667 | 10 | 52.0352 | 86.73% | 0 | 0 | 0 | 0 | 0 | 0 | 0
| 3501 | 8.9667 | 8.9667 | 0 | 29.2 | 0 | 29.2 | 0.9853 | 0 | 8.9667 | 9 | 42.5835 | 70.97% | 0 | 0 | 0 | 0 | 0 | 0 | 0
| 3502 | 8.9667 | 8.9667 | 0 | 28 | 0 | 28 | 0.9895 | 0 | 8.9667 | 8 | 33.1318 | 55.22% | 0 | 0 | 0 | 0 | 0 | 0 | 0
| 3503 | 7.3 | 7.3 | 0 | 27.9 | 0 | 27.9 | 0.98985 | 0 | 7.3 | 7 | 23.6801 | 39.47% | 0 | 0 | 0 | 0 | 0 | 0 | 0
| 3504 | 1.6889 | 3.228 | 0 | 27.7 | 0 | 27.7 | 0.99055 | 0 | 1.6889 | 6 | 15.9852 | 26.64% | 0 | 0 | 0 | 0 | 0 | 0 | 0
| 3505 | 1.1333 | 3.228 | 0 | 27.6 | 0 | 27.6 | 0.9909 | 0 | 1.1333 | 5 | 14.205 | 23.67% | 0 | 0 | 0 | 0 | 0 | 0 | 0
| 3506 | 1.1333 | 3.228 | 0 | 27.2 | 0 | 27.2 | 0.9923 | 0 | 1.1333 | 4 | 13.0103 | 21.68% | 0 | 0 | 0 | 0 | 0.17 | 0 | 0
| 3507 | 0.022222 | 3.228 | 0 | 26.8 | 0 | 26.8 | 0.9937 | 0 | 0.022222 | 3 | 12 | 20% | 0 | 0 | 0 | 0 | 0.02 | 0 | 0
| 3508 | 0.022222 | 3.228 | 0 | 26.4 | 0 | 26.4 | 0.9951 | 0 | 0.022222 | 2 | 12 | 20% | 0 | 0 | 0 | 0 | 0.02 | 0 | 0
| 3509 | 0.022222 | 3.228 | 0 | 26.5 | 0 | 26.5 | 0.99475 | 0 | 0.022222 | 1 | 12 | 20% | 0 | 0 | 0 | 0 | 0.02 | 0 | 0
| 3510 | 0.022222 | 3.228 | 0 | 26.5 | 0 | 26.5 | 0.99475 | 0 | 0.022222 | 0 | 12 | 20% | 0 | 0 | 0 | 0 | 0.02 | 0 | 0
| 3511 | 0.022222 | 3.228 | 41 | 26.6 | 39.603 | 29.1625 | 0.98543 | 0.78052 | -0.7583 | 0 | 12 | 20% | 0 | 0 | 0 | 0 | 0 | 0 | 0
| 3512 | 0.66667 | 3.228 | 189 | 28.3 | 182.56 | 40.1125 | 0.94711 | 3.4581 | -2.7914 | 0 | 12.7194 | 21.2% | 1 | 1 | 0.8 | 0 | 0 | 0 | 0
| 3513 | 0.77778 | 3.228 | 372 | 30.1 | 359.3244 | 53.35 | 0.90077 | 6.4734 | -5.6956 | 0 | 15.3675 | 25.61% | 1 | 0 | 0 | 0 | 0 | 0 | 0
| 3514 | 1.0444 | 3.228 | 553 | 31.8 | 534.157 | 66.3625 | 0.85523 | 9.1366 | -8.0921 | 0 | 20.7709 | 34.62% | 1 | 0 | 0 | 0 | 0 | 0 | 0
| 3515 | 1.0444 | 3.228 | 630 | 32.1 | 608.5333 | 71.475 | 0.83734 | 10.191 | -9.1465 | 0 | 28.4477 | 47.41% | 1 | 0 | 0 | 0 | 0 | 0 | 0
| 3516 | 1.6 | 3.228 | 645 | 32.3 | 623.0222 | 72.6125 | 0.83336 | 10.384 | -8.784 | 0 | 37.1249 | 61.87% | 1 | 0 | 0 | 0 | 0 | 0 | 0
| 3517 | 1.3778 | 3.228 | 602 | 32.6 | 581.4873 | 70.225 | 0.84171 | 9.7889 | -8.4111 | 0 | 45.4581 | 75.76% | 1 | 0 | 0 | 0 | 0 | 0 | 0
| 3518 | 1.1111 | 3.228 | 667 | 32.7 | 644.2725 | 74.3875 | 0.82714 | 10.6581 | -9.547 | 0 | 53.4376 | 89.06% | 1 | 0 | 0 | 2.63 | 0 | 0 | 0
| 3519 | 1.1111 | 3.228 | 647 | 32.9 | 624.954 | 73.3375 | 0.83082 | 10.3845 | -9.2734 | 0 | 60 | 100% | 1 | 0 | 0 | 9.27 | 0 | 0 | 0
| 3520 | 1 | 3.228 | 544 | 33 | 525.4636 | 67 | 0.853 | 8.9644 | -7.9644 | 0 | 60 | 100% | 0 | 0 | 0 | 7.96 | 0 | 0 | 0
| 3521 | 0.44444 | 3.228 | 334 | 32.2 | 322.6192 | 53.075 | 0.90174 | 5.8184 | -5.3739 | 0 | 60 | 100% | 0 | 0 | 0 | 5.37 | 0 | 0 | 0
| 3522 | 0.44444 | 3.228 | 131 | 31.3 | 126.5363 | 39.4875 | 0.94929 | 2.4024 | -1.958 | 0 | 60 | 100% | 0 | 0 | 0 | 1.96 | 0 | 0 | 0
| 3523 | 7.7444 | 7.7444 | 10 | 30.5 | 9.6593 | 31.125 | 0.97856 | 0.18904 | 7.5554 | 11 | 60 | 100% | 0 | 0 | 0 | 0 | 0 | 0 | 0
| 3524 | 8.9667 | 8.9667 | 0 | 29.7 | 0 | 29.7 | 0.98355 | 0 | 8.9667 | 10 | 52.0359 | 86.73% | 0 | 0 | 0 | 0 | 0 | 0 | 0
| 3525 | 8.9667 | 8.9667 | 0 | 28.8 | 0 | 28.8 | 0.9867 | 0 | 8.9667 | 9 | 42.5842 | 70.97% | 0 | 0 | 0 | 0 | 0 | 0 | 0
| 3526 | 8.9667 | 8.9667 | 0 | 28 | 0 | 28 | 0.9895 | 0 | 8.9667 | 8 | 33.1325 | 55.22% | 0 | 0 | 0 | 0 | 0 | 0 | 0
| 3527 | 7.3 | 7.3 | 0 | 27.8 | 0 | 27.8 | 0.9902 | 0 | 7.3 | 7 | 23.6808 | 39.47% | 0 | 0 | 0 | 0 | 0 | 0 | 0
| 3528 | 1.6889 | 3.228 | 0 | 27.6 | 0 | 27.6 | 0.9909 | 0 | 1.6889 | 6 | 15.9859 | 26.64% | 0 | 0 | 0 | 0 | 0 | 0 | 0
| 3529 | 1.1333 | 3.228 | 0 | 27.4 | 0 | 27.4 | 0.9916 | 0 | 1.1333 | 5 | 14.2057 | 23.68% | 0 | 0 | 0 | 0 | 0 | 0 | 0
| 3530 | 1.1333 | 3.228 | 0 | 27.3 | 0 | 27.3 | 0.99195 | 0 | 1.1333 | 4 | 13.0111 | 21.69% | 0 | 0 | 0 | 0 | 0.17 | 0 | 0
| 3531 | 0.022222 | 3.228 | 0 | 27.2 | 0 | 27.2 | 0.9923 | 0 | 0.022222 | 3 | 12 | 20% | 0 | 0 | 0 | 0 | 0.02 | 0 | 0
| 3532 | 0.022222 | 3.228 | 0 | 27.1 | 0 | 27.1 | 0.99265 | 0 | 0.022222 | 2 | 12 | 20% | 0 | 0 | 0 | 0 | 0.02 | 0 | 0
| 3533 | 0.022222 | 3.228 | 0 | 27.1 | 0 | 27.1 | 0.99265 | 0 | 0.022222 | 1 | 12 | 20% | 0 | 0 | 0 | 0 | 0.02 | 0 | 0
| 3534 | 0.022222 | 3.228 | 0 | 27 | 0 | 27 | 0.993 | 0 | 0.022222 | 0 | 12 | 20% | 0 | 0 | 0 | 0 | 0.02 | 0 | 0
| 3535 | 0.022222 | 3.228 | 41 | 27 | 39.603 | 29.5625 | 0.98403 | 0.77941 | -0.75719 | 0 | 12 | 20% | 0 | 0 | 0 | 0 | 0 | 0 | 0
| 3536 | 0.66667 | 3.228 | 173 | 28.2 | 167.1052 | 39.0125 | 0.95096 | 3.1782 | -2.5115 | 0 | 12.7183 | 21.2% | 1 | 1 | 0.8 | 0 | 0 | 0 | 0
| 3537 | 0.77778 | 3.228 | 317 | 29.4 | 306.1985 | 49.2125 | 0.91526 | 5.605 | -4.8272 | 0 | 15.101 | 25.17% | 1 | 0 | 0 | 0 | 0 | 0 | 0
| 3538 | 1.0444 | 3.228 | 443 | 30.6 | 427.9051 | 58.2875 | 0.88349 | 7.561 | -6.5166 | 0 | 19.6805 | 32.8% | 1 | 0 | 0 | 0 | 0 | 0 | 0
| 3539 | 1.0444 | 3.228 | 585 | 31.5 | 565.0666 | 68.0625 | 0.84928 | 9.598 | -8.5536 | 0 | 25.8627 | 43.1% | 1 | 0 | 0 | 0 | 0 | 0 | 0
| 3540 | 1.6 | 3.228 | 693 | 32.3 | 669.3866 | 75.6125 | 0.82286 | 11.0162 | -9.4162 | 0 | 33.9773 | 56.63% | 1 | 0 | 0 | 0 | 0 | 0 | 0
| 3541 | 1.3778 | 3.228 | 750 | 33.2 | 724.4444 | 80.075 | 0.80724 | 11.696 | -10.3182 | 0 | 42.9103 | 71.52% | 1 | 0 | 0 | 0 | 0 | 0 | 0
| 3542 | 1.1111 | 3.228 | 619 | 33.5 | 597.9081 | 72.1875 | 0.83484 | 9.9832 | -8.8721 | 0 | 52.699 | 87.83% | 1 | 0 | 0 | 1.18 | 0 | 0 | 0
| 3543 | 1.1111 | 3.228 | 443 | 33.8 | 427.9051 | 61.4875 | 0.87229 | 7.4652 | -6.3541 | 0 | 60 | 100% | 1 | 0 | 0 | 6.35 | 0 | 0 | 0
| 3544 | 1 | 3.228 | 257 | 34.1 | 248.2429 | 50.1625 | 0.91193 | 4.5276 | -3.5276 | 0 | 60 | 100% | 0 | 0 | 0 | 3.53 | 0 | 0 | 0
| 3545 | 0.44444 | 3.228 | 219 | 33.2 | 211.5378 | 46.8875 | 0.92339 | 3.9067 | -3.4622 | 0 | 60 | 100% | 0 | 0 | 0 | 3.46 | 0 | 0 | 0
| 3546 | 0.44444 | 3.228 | 109 | 32.3 | 105.2859 | 39.1125 | 0.95061 | 2.0017 | -1.5573 | 0 | 60 | 100% | 0 | 0 | 0 | 1.56 | 0 | 0 | 0
| 3547 | 7.7444 | 7.7444 | 11 | 31.4 | 10.6252 | 32.0875 | 0.97519 | 0.20723 | 7.5372 | 11 | 60 | 100% | 0 | 0 | 0 | 0 | 0 | 0 | 0
| 3548 | 8.9667 | 8.9667 | 0 | 30.4 | 0 | 30.4 | 0.9811 | 0 | 8.9667 | 10 | 52.0551 | 86.76% | 0 | 0 | 0 | 0 | 0 | 0 | 0
| 3549 | 8.9667 | 8.9667 | 0 | 29.5 | 0 | 29.5 | 0.98425 | 0 | 8.9667 | 9 | 42.6034 | 71.01% | 0 | 0 | 0 | 0 | 0 | 0 | 0
| 3550 | 8.9667 | 8.9667 | 0 | 28.5 | 0 | 28.5 | 0.98775 | 0 | 8.9667 | 8 | 33.1517 | 55.25% | 0 | 0 | 0 | 0 | 0 | 0 | 0
| 3551 | 7.3 | 7.3 | 0 | 28.3 | 0 | 28.3 | 0.98845 | 0 | 7.3 | 7 | 23.7 | 39.5% | 0 | 0 | 0 | 0 | 0 | 0 | 0
| 3552 | 1.6889 | 3.228 | 0 | 28.2 | 0 | 28.2 | 0.9888 | 0 | 1.6889 | 6 | 16.0051 | 26.68% | 0 | 0 | 0 | 0 | 0 | 0 | 0
| 3553 | 1.1333 | 3.228 | 0 | 28 | 0 | 28 | 0.9895 | 0 | 1.1333 | 5 | 14.2249 | 23.71% | 0 | 0 | 0 | 0 | 0 | 0 | 0
| 3554 | 1.1333 | 3.228 | 0 | 27.8 | 0 | 27.8 | 0.9902 | 0 | 1.1333 | 4 | 13.0302 | 21.72% | 0 | 0 | 0 | 0 | 0.16 | 0 | 0
| 3555 | 0.022222 | 3.228 | 0 | 27.5 | 0 | 27.5 | 0.99125 | 0 | 0.022222 | 3 | 12 | 20% | 0 | 0 | 0 | 0 | 0.02 | 0 | 0
| 3556 | 0.022222 | 3.228 | 0 | 27.3 | 0 | 27.3 | 0.99195 | 0 | 0.022222 | 2 | 12 | 20% | 0 | 0 | 0 | 0 | 0.02 | 0 | 0
| 3557 | 0.022222 | 3.228 | 0 | 27.5 | 0 | 27.5 | 0.99125 | 0 | 0.022222 | 1 | 12 | 20% | 0 | 0 | 0 | 0 | 0.02 | 0 | 0
| 3558 | 0.022222 | 3.228 | 0 | 27.7 | 0 | 27.7 | 0.99055 | 0 | 0.022222 | 0 | 12 | 20% | 0 | 0 | 0 | 0 | 0.02 | 0 | 0
| 3559 | 0.022222 | 3.228 | 41 | 27.9 | 39.603 | 30.4625 | 0.98088 | 0.77692 | -0.75469 | 0 | 12 | 20% | 0 | 0 | 0 | 0 | 0 | 0 | 0
| 3560 | 0.66667 | 3.228 | 181 | 28.7 | 174.8326 | 40.0125 | 0.94746 | 3.3129 | -2.6463 | 0 | 12.716 | 21.19% | 1 | 1 | 0.8 | 0 | 0 | 0 | 0
| 3561 | 0.77778 | 3.228 | 345 | 29.6 | 333.2444 | 51.1625 | 0.90843 | 6.0546 | -5.2768 | 0 | 15.2264 | 25.38% | 1 | 0 | 0 | 0 | 0 | 0 | 0
| 3562 | 1.0444 | 3.228 | 500 | 30.4 | 482.9629 | 61.65 | 0.87172 | 8.4202 | -7.3758 | 0 | 20.2325 | 33.72% | 1 | 0 | 0 | 0 | 0 | 0 | 0
| 3563 | 1.0444 | 3.228 | 628 | 31.3 | 606.6014 | 70.55 | 0.84058 | 10.1979 | -9.1534 | 0 | 27.2297 | 45.38% | 1 | 0 | 0 | 0 | 0 | 0 | 0
| 3564 | 1.6 | 3.228 | 714 | 32.1 | 689.671 | 76.725 | 0.81896 | 11.2963 | -9.6963 | 0 | 35.9134 | 59.86% | 1 | 0 | 0 | 0 | 0 | 0 | 0
| 3565 | 1.3778 | 3.228 | 749 | 33 | 723.4784 | 79.8125 | 0.80816 | 11.6937 | -10.3159 | 0 | 45.1121 | 75.19% | 1 | 0 | 0 | 0 | 0 | 0 | 0
| 3566 | 1.1111 | 3.228 | 665 | 32.8 | 642.3407 | 74.3625 | 0.82723 | 10.6273 | -9.5162 | 0 | 54.8987 | 91.5% | 1 | 0 | 0 | 4.14 | 0 | 0 | 0
| 3567 | 1.1111 | 3.228 | 537 | 32.7 | 518.7022 | 66.2625 | 0.85558 | 8.8758 | -7.7647 | 0 | 60 | 100% | 1 | 0 | 0 | 7.76 | 0 | 0 | 0
| 3568 | 1 | 3.228 | 381 | 32.5 | 368.0177 | 56.3125 | 0.89041 | 6.5537 | -5.5537 | 0 | 60 | 100% | 0 | 0 | 0 | 5.55 | 0 | 0 | 0
| 3569 | 0.44444 | 3.228 | 266 | 31.7 | 256.9363 | 48.325 | 0.91836 | 4.7192 | -4.2748 | 0 | 60 | 100% | 0 | 0 | 0 | 4.27 | 0 | 0 | 0
| 3570 | 0.44444 | 3.228 | 118 | 31 | 113.9792 | 38.375 | 0.95319 | 2.1729 | -1.7284 | 0 | 60 | 100% | 0 | 0 | 0 | 1.73 | 0 | 0 | 0
| 3571 | 7.7444 | 7.7444 | 11 | 30.2 | 10.6252 | 30.8875 | 0.97939 | 0.20812 | 7.5363 | 11 | 60 | 100% | 0 | 0 | 0 | 0 | 0 | 0 | 0
| 3572 | 8.9667 | 8.9667 | 0 | 28.5 | 0 | 28.5 | 0.98775 | 0 | 8.9667 | 10 | 52.056 | 86.76% | 0 | 0 | 0 | 0 | 0 | 0 | 0
| 3573 | 8.9667 | 8.9667 | 0 | 26.9 | 0 | 26.9 | 0.99335 | 0 | 8.9667 | 9 | 42.6043 | 71.01% | 0 | 0 | 0 | 0 | 0 | 0 | 0
| 3574 | 8.9667 | 8.9667 | 0 | 25.2 | 0 | 25.2 | 0.9993 | 0 | 8.9667 | 8 | 33.1526 | 55.25% | 0 | 0 | 0 | 0 | 0 | 0 | 0
| 3575 | 7.3 | 7.3 | 0 | 26 | 0 | 26 | 0.9965 | 0 | 7.3 | 7 | 23.7009 | 39.5% | 0 | 0 | 0 | 0 | 0 | 0 | 0
| 3576 | 1.6889 | 3.228 | 0 | 26.7 | 0 | 26.7 | 0.99405 | 0 | 1.6889 | 6 | 16.0061 | 26.68% | 0 | 0 | 0 | 0 | 0 | 0 | 0
| 3577 | 1.1333 | 3.228 | 0 | 27.5 | 0 | 27.5 | 0.99125 | 0 | 1.1333 | 5 | 14.2258 | 23.71% | 0 | 0 | 0 | 0 | 0 | 0 | 0
| 3578 | 1.1333 | 3.228 | 0 | 28 | 0 | 28 | 0.9895 | 0 | 1.1333 | 4 | 13.0312 | 21.72% | 0 | 0 | 0 | 0 | 0.16 | 0 | 0
| 3579 | 0.022222 | 3.228 | 0 | 27.8 | 0 | 27.8 | 0.9902 | 0 | 0.022222 | 3 | 12 | 20% | 0 | 0 | 0 | 0 | 0.02 | 0 | 0
| 3580 | 0.022222 | 3.228 | 0 | 27.6 | 0 | 27.6 | 0.9909 | 0 | 0.022222 | 2 | 12 | 20% | 0 | 0 | 0 | 0 | 0.02 | 0 | 0
| 3581 | 0.022222 | 3.228 | 0 | 27.7 | 0 | 27.7 | 0.99055 | 0 | 0.022222 | 1 | 12 | 20% | 0 | 0 | 0 | 0 | 0.02 | 0 | 0
| 3582 | 0.022222 | 3.228 | 0 | 27.9 | 0 | 27.9 | 0.98985 | 0 | 0.022222 | 0 | 12 | 20% | 0 | 0 | 0 | 0 | 0.02 | 0 | 0
| 3583 | 0.022222 | 3.228 | 41 | 28 | 39.603 | 30.5625 | 0.98053 | 0.77664 | -0.75442 | 0 | 12 | 20% | 0 | 0 | 0 | 0 | 0 | 0 | 0
| 3584 | 0.66667 | 3.228 | 188 | 29.2 | 181.5941 | 40.95 | 0.94417 | 3.4291 | -2.7625 | 0 | 12.7157 | 21.19% | 1 | 1 | 0.8 | 0 | 0 | 0 | 0
| 3585 | 0.77778 | 3.228 | 371 | 30.4 | 358.3585 | 53.5875 | 0.89994 | 6.45 | -5.6723 | 0 | 15.3364 | 25.56% | 1 | 0 | 0 | 0 | 0 | 0 | 0
| 3586 | 1.0444 | 3.228 | 550 | 31.6 | 531.2592 | 65.975 | 0.85659 | 9.1014 | -8.057 | 0 | 20.7176 | 34.53% | 1 | 0 | 0 | 0 | 0 | 0 | 0
| 3587 | 1.0444 | 3.228 | 667 | 32.3 | 644.2725 | 73.9875 | 0.82854 | 10.6762 | -9.6317 | 0 | 28.3611 | 47.27% | 1 | 0 | 0 | 0 | 0 | 0 | 0
| 3588 | 1.6 | 3.228 | 735 | 33.1 | 709.9555 | 79.0375 | 0.81087 | 11.5136 | -9.9136 | 0 | 37.4985 | 62.5% | 1 | 0 | 0 | 0 | 0 | 0 | 0
| 3589 | 1.3778 | 3.228 | 748 | 33.8 | 722.5125 | 80.55 | 0.80558 | 11.6408 | -10.263 | 0 | 46.9034 | 78.17% | 1 | 0 | 0 | 0 | 0 | 0 | 0
| 3590 | 1.1111 | 3.228 | 618 | 33.3 | 596.9422 | 71.925 | 0.83576 | 9.978 | -8.8669 | 0 | 56.6397 | 94.4% | 1 | 0 | 0 | 5.32 | 0 | 0 | 0
| 3591 | 1.1111 | 3.228 | 443 | 32.8 | 427.9051 | 60.4875 | 0.87579 | 7.4951 | -6.384 | 0 | 60 | 100% | 1 | 0 | 0 | 6.38 | 0 | 0 | 0
| 3592 | 1 | 3.228 | 257 | 32.3 | 248.2429 | 48.3625 | 0.91823 | 4.5589 | -3.5589 | 0 | 60 | 100% | 0 | 0 | 0 | 3.56 | 0 | 0 | 0
| 3593 | 0.44444 | 3.228 | 165 | 31.2 | 159.3778 | 41.5125 | 0.94221 | 3.0033 | -2.5589 | 0 | 60 | 100% | 0 | 0 | 0 | 2.56 | 0 | 0 | 0
| 3594 | 0.44444 | 3.228 | 68 | 30.2 | 65.683 | 34.45 | 0.96693 | 1.2702 | -0.82577 | 0 | 60 | 100% | 0 | 0 | 0 | 0.83 | 0 | 0 | 0
| 3595 | 7.7444 | 7.7444 | 6 | 29.1 | 5.7956 | 29.475 | 0.98434 | 0.1141 | 7.6303 | 11 | 60 | 100% | 0 | 0 | 0 | 0 | 0 | 0 | 0
| 3596 | 8.9667 | 8.9667 | 0 | 29.2 | 0 | 29.2 | 0.9853 | 0 | 8.9667 | 10 | 51.9569 | 86.59% | 0 | 0 | 0 | 0 | 0 | 0 | 0
| 3597 | 8.9667 | 8.9667 | 0 | 29.2 | 0 | 29.2 | 0.9853 | 0 | 8.9667 | 9 | 42.5052 | 70.84% | 0 | 0 | 0 | 0 | 0 | 0 | 0
| 3598 | 8.9667 | 8.9667 | 0 | 29.3 | 0 | 29.3 | 0.98495 | 0 | 8.9667 | 8 | 33.0535 | 55.09% | 0 | 0 | 0 | 0 | 0 | 0 | 0
| 3599 | 7.3 | 7.3 | 0 | 29 | 0 | 29 | 0.986 | 0 | 7.3 | 7 | 23.6018 | 39.34% | 0 | 0 | 0 | 0 | 0 | 0 | 0
| 3600 | 1.6889 | 3.228 | 0 | 28.6 | 0 | 28.6 | 0.9874 | 0 | 1.6889 | 6 | 15.9069 | 26.51% | 0 | 0 | 0 | 0 | 0 | 0 | 0
| 3601 | 1.1333 | 3.228 | 0 | 28.3 | 0 | 28.3 | 0.98845 | 0 | 1.1333 | 5 | 14.1267 | 23.54% | 0 | 0 | 0 | 0 | 0 | 0 | 0
| 3602 | 1.1333 | 3.228 | 0 | 28 | 0 | 28 | 0.9895 | 0 | 1.1333 | 4 | 12.9321 | 21.55% | 0 | 0 | 0 | 0 | 0.25 | 0 | 0
| 3603 | 0.022222 | 3.228 | 0 | 27.8 | 0 | 27.8 | 0.9902 | 0 | 0.022222 | 3 | 12 | 20% | 0 | 0 | 0 | 0 | 0.02 | 0 | 0
| 3604 | 0.022222 | 3.228 | 0 | 27.5 | 0 | 27.5 | 0.99125 | 0 | 0.022222 | 2 | 12 | 20% | 0 | 0 | 0 | 0 | 0.02 | 0 | 0
| 3605 | 0.022222 | 3.228 | 0 | 27.8 | 0 | 27.8 | 0.9902 | 0 | 0.022222 | 1 | 12 | 20% | 0 | 0 | 0 | 0 | 0.02 | 0 | 0
| 3606 | 0.022222 | 3.228 | 0 | 28.1 | 0 | 28.1 | 0.98915 | 0 | 0.022222 | 0 | 12 | 20% | 0 | 0 | 0 | 0 | 0.02 | 0 | 0
| 3607 | 0.022222 | 3.228 | 41 | 28.4 | 39.603 | 30.9625 | 0.97913 | 0.77553 | -0.75331 | 0 | 12 | 20% | 0 | 0 | 0 | 0 | 0 | 0 | 0
| 3608 | 0.66667 | 3.228 | 173 | 29.6 | 167.1052 | 40.4125 | 0.94606 | 3.1618 | -2.4952 | 0 | 12.7147 | 21.19% | 1 | 1 | 0.8 | 0 | 0 | 0 | 0
| 3609 | 0.77778 | 3.228 | 316 | 30.7 | 305.2326 | 50.45 | 0.91092 | 5.5609 | -4.7831 | 0 | 15.0818 | 25.14% | 1 | 0 | 0 | 0 | 0 | 0 | 0
| 3610 | 1.0444 | 3.228 | 441 | 31.9 | 425.9733 | 59.4625 | 0.87938 | 7.4919 | -6.4474 | 0 | 19.6194 | 32.7% | 1 | 0 | 0 | 0 | 0 | 0 | 0
| 3611 | 1.0444 | 3.228 | 534 | 32.3 | 515.8044 | 65.675 | 0.85764 | 8.8475 | -7.803 | 0 | 25.736 | 42.89% | 1 | 0 | 0 | 0 | 0 | 0 | 0
| 3612 | 1.6 | 3.228 | 589 | 32.6 | 568.9303 | 69.4125 | 0.84456 | 9.6099 | -8.0099 | 0 | 33.1386 | 55.23% | 1 | 0 | 0 | 0 | 0 | 0 | 0
| 3613 | 1.3778 | 3.228 | 600 | 33 | 579.5555 | 70.5 | 0.84075 | 9.7452 | -8.3674 | 0 | 40.7374 | 67.9% | 1 | 0 | 0 | 0 | 0 | 0 | 0
| 3614 | 1.1111 | 3.228 | 567 | 32.8 | 547.6799 | 68.2375 | 0.84867 | 9.296 | -8.1849 | 0 | 48.6754 | 81.13% | 1 | 0 | 0 | 0 | 0 | 0 | 0
| 3615 | 1.1111 | 3.228 | 492 | 32.7 | 475.2355 | 63.45 | 0.86542 | 8.2256 | -7.1145 | 0 | 56.4403 | 94.07% | 1 | 0 | 0 | 3.36 | 0 | 0 | 0
| 3616 | 1 | 3.228 | 381 | 32.5 | 368.0177 | 56.3125 | 0.89041 | 6.5537 | -5.5537 | 0 | 60 | 100% | 1 | 0 | 0 | 5.55 | 0 | 0 | 0
| 3617 | 0.44444 | 3.228 | 245 | 31.9 | 236.6518 | 47.2125 | 0.92226 | 4.3651 | -3.9206 | 0 | 60 | 100% | 0 | 0 | 0 | 3.92 | 0 | 0 | 0
| 3618 | 0.44444 | 3.228 | 102 | 31.2 | 98.5244 | 37.575 | 0.95599 | 1.8838 | -1.4393 | 0 | 60 | 100% | 0 | 0 | 0 | 1.44 | 0 | 0 | 0
| 3619 | 7.7444 | 7.7444 | 9 | 30.5 | 8.6933 | 31.0625 | 0.97878 | 0.17018 | 7.5743 | 11 | 60 | 100% | 0 | 0 | 0 | 0 | 0 | 0 | 0
| 3620 | 8.9667 | 8.9667 | 0 | 30.2 | 0 | 30.2 | 0.9818 | 0 | 8.9667 | 10 | 52.016 | 86.69% | 0 | 0 | 0 | 0 | 0 | 0 | 0
| 3621 | 8.9667 | 8.9667 | 0 | 29.9 | 0 | 29.9 | 0.98285 | 0 | 8.9667 | 9 | 42.5643 | 70.94% | 0 | 0 | 0 | 0 | 0 | 0 | 0
| 3622 | 8.9667 | 8.9667 | 0 | 29.7 | 0 | 29.7 | 0.98355 | 0 | 8.9667 | 8 | 33.1126 | 55.19% | 0 | 0 | 0 | 0 | 0 | 0 | 0
| 3623 | 7.3 | 7.3 | 0 | 29.5 | 0 | 29.5 | 0.98425 | 0 | 7.3 | 7 | 23.6609 | 39.43% | 0 | 0 | 0 | 0 | 0 | 0 | 0
| 3624 | 1.6889 | 3.228 | 0 | 29.4 | 0 | 29.4 | 0.9846 | 0 | 1.6889 | 6 | 15.9661 | 26.61% | 0 | 0 | 0 | 0 | 0 | 0 | 0
| 3625 | 1.1333 | 3.228 | 0 | 29.4 | 0 | 29.4 | 0.9846 | 0 | 1.1333 | 5 | 14.1858 | 23.64% | 0 | 0 | 0 | 0 | 0 | 0 | 0
| 3626 | 1.1333 | 3.228 | 0 | 29.2 | 0 | 29.2 | 0.9853 | 0 | 1.1333 | 4 | 12.9912 | 21.65% | 0 | 0 | 0 | 0 | 0.19 | 0 | 0
| 3627 | 0.022222 | 3.228 | 0 | 28.9 | 0 | 28.9 | 0.98635 | 0 | 0.022222 | 3 | 12 | 20% | 0 | 0 | 0 | 0 | 0.02 | 0 | 0
| 3628 | 0.022222 | 3.228 | 0 | 28.6 | 0 | 28.6 | 0.9874 | 0 | 0.022222 | 2 | 12 | 20% | 0 | 0 | 0 | 0 | 0.02 | 0 | 0
| 3629 | 0.022222 | 3.228 | 0 | 28.3 | 0 | 28.3 | 0.98845 | 0 | 0.022222 | 1 | 12 | 20% | 0 | 0 | 0 | 0 | 0.02 | 0 | 0
| 3630 | 0.022222 | 3.228 | 1 | 28 | 0.96593 | 28.0625 | 0.98928 | 0.019111 | 0.0031108 | 0 | 12 | 20% | 0 | 0 | 0 | 0 | 0 | 0 | 0
| 3631 | 0.022222 | 3.228 | 68 | 27.8 | 65.683 | 32.05 | 0.97532 | 1.2812 | -1.259 | 0 | 12 | 20% | 0 | 0 | 0 | 0 | 0 | 0 | 0
| 3632 | 0.66667 | 3.228 | 286 | 29.2 | 276.2548 | 47.075 | 0.92274 | 5.0982 | -4.4315 | 0 | 13.1944 | 21.99% | 1 | 1 | 0.8 | 0 | 0 | 0 | 0
| 3633 | 0.77778 | 3.228 | 525 | 30.7 | 507.1111 | 63.5125 | 0.86521 | 8.7751 | -7.9973 | 0 | 17.3985 | 29% | 1 | 0 | 0 | 0 | 0 | 0 | 0
| 3634 | 1.0444 | 3.228 | 734 | 32.1 | 708.9896 | 77.975 | 0.81459 | 11.5507 | -10.5062 | 0 | 24.9855 | 41.64% | 1 | 0 | 0 | 0 | 0 | 0 | 0
| 3635 | 1.0444 | 3.228 | 884 | 33 | 853.8784 | 88.25 | 0.77863 | 13.297 | -12.2526 | 0 | 34.9526 | 58.25% | 1 | 0 | 0 | 1.49 | 0 | 0 | 0
| 3636 | 1.6 | 3.228 | 965 | 33.8 | 932.1184 | 94.1125 | 0.75811 | 14.1329 | -12.5329 | 0 | 45.1604 | 75.27% | 1 | 0 | 0 | 1.77 | 0 | 0 | 0
| 3637 | 1.3778 | 3.228 | 973 | 34.7 | 939.8458 | 95.5125 | 0.75321 | 14.158 | -12.7802 | 0 | 55.3682 | 92.28% | 1 | 0 | 0 | 7.9 | 0 | 0 | 0
| 3638 | 1.1111 | 3.228 | 894 | 34.9 | 863.5377 | 90.775 | 0.76979 | 13.2948 | -12.1837 | 0 | 60 | 100% | 1 | 0 | 0 | 12.18 | 0 | 0 | 0
| 3639 | 1.1111 | 3.228 | 744 | 35.1 | 718.6488 | 81.6 | 0.8019 | 11.5257 | -10.4146 | 0 | 60 | 100% | 0 | 0 | 0 | 10.41 | 0 | 0 | 0
| 3640 | 1 | 3.228 | 544 | 35.3 | 525.4636 | 69.3 | 0.84495 | 8.8798 | -7.8798 | 0 | 60 | 100% | 0 | 0 | 0 | 7.88 | 0 | 0 | 0
| 3641 | 0.44444 | 3.228 | 360 | 33.8 | 347.7333 | 56.3 | 0.89045 | 6.1928 | -5.7483 | 0 | 60 | 100% | 0 | 0 | 0 | 5.75 | 0 | 0 | 0
| 3642 | 0.44444 | 3.228 | 153 | 32.2 | 147.7867 | 41.7625 | 0.94133 | 2.7823 | -2.3379 | 0 | 60 | 100% | 0 | 0 | 0 | 2.34 | 0 | 0 | 0
| 3643 | 7.7444 | 7.7444 | 14 | 30.7 | 13.523 | 31.575 | 0.97699 | 0.26424 | 7.4802 | 11 | 60 | 100% | 0 | 0 | 0 | 0 | 0 | 0 | 0
| 3644 | 8.9667 | 8.9667 | 0 | 30.5 | 0 | 30.5 | 0.98075 | 0 | 8.9667 | 10 | 52.1152 | 86.86% | 0 | 0 | 0 | 0 | 0 | 0 | 0
| 3645 | 8.9667 | 8.9667 | 0 | 30.4 | 0 | 30.4 | 0.9811 | 0 | 8.9667 | 9 | 42.6635 | 71.11% | 0 | 0 | 0 | 0 | 0 | 0 | 0
| 3646 | 8.9667 | 8.9667 | 0 | 30.2 | 0 | 30.2 | 0.9818 | 0 | 8.9667 | 8 | 33.2118 | 55.35% | 0 | 0 | 0 | 0 | 0 | 0 | 0
| 3647 | 7.3 | 7.3 | 0 | 30.2 | 0 | 30.2 | 0.9818 | 0 | 7.3 | 7 | 23.7601 | 39.6% | 0 | 0 | 0 | 0 | 0 | 0 | 0
| 3648 | 1.6889 | 3.228 | 0 | 30.1 | 0 | 30.1 | 0.98215 | 0 | 1.6889 | 6 | 16.0652 | 26.78% | 0 | 0 | 0 | 0 | 0 | 0 | 0
| 3649 | 1.1333 | 3.228 | 0 | 30.1 | 0 | 30.1 | 0.98215 | 0 | 1.1333 | 5 | 14.285 | 23.81% | 0 | 0 | 0 | 0 | 0 | 0 | 0
| 3650 | 1.1333 | 3.228 | 0 | 29.5 | 0 | 29.5 | 0.98425 | 0 | 1.1333 | 4 | 13.0903 | 21.82% | 0 | 0 | 0 | 0 | 0.1 | 0 | 0
| 3651 | 0.022222 | 3.228 | 0 | 28.9 | 0 | 28.9 | 0.98635 | 0 | 0.022222 | 3 | 12 | 20% | 0 | 0 | 0 | 0 | 0.02 | 0 | 0
| 3652 | 0.022222 | 3.228 | 0 | 28.3 | 0 | 28.3 | 0.98845 | 0 | 0.022222 | 2 | 12 | 20% | 0 | 0 | 0 | 0 | 0.02 | 0 | 0
| 3653 | 0.022222 | 3.228 | 0 | 28.2 | 0 | 28.2 | 0.9888 | 0 | 0.022222 | 1 | 12 | 20% | 0 | 0 | 0 | 0 | 0.02 | 0 | 0
| 3654 | 0.022222 | 3.228 | 0 | 28.2 | 0 | 28.2 | 0.9888 | 0 | 0.022222 | 0 | 12 | 20% | 0 | 0 | 0 | 0 | 0.02 | 0 | 0
| 3655 | 0.022222 | 3.228 | 41 | 28.1 | 39.603 | 30.6625 | 0.98018 | 0.77636 | -0.75414 | 0 | 12 | 20% | 0 | 0 | 0 | 0 | 0 | 0 | 0
| 3656 | 0.66667 | 3.228 | 172 | 29.4 | 166.1392 | 40.15 | 0.94698 | 3.1466 | -2.4799 | 0 | 12.7154 | 21.19% | 1 | 1 | 0.8 | 0 | 0 | 0 | 0
| 3657 | 0.77778 | 3.228 | 315 | 30.8 | 304.2666 | 50.4875 | 0.91079 | 5.5425 | -4.7647 | 0 | 15.0681 | 25.11% | 1 | 0 | 0 | 0 | 0 | 0 | 0
| 3658 | 1.0444 | 3.228 | 439 | 32.1 | 424.0414 | 59.5375 | 0.87912 | 7.4557 | -6.4112 | 0 | 19.5883 | 32.65% | 1 | 0 | 0 | 0 | 0 | 0 | 0
| 3659 | 1.0444 | 3.228 | 665 | 32.9 | 642.3407 | 74.4625 | 0.82688 | 10.6228 | -9.5783 | 0 | 25.6705 | 42.78% | 1 | 0 | 0 | 0 | 0 | 0 | 0
| 3660 | 1.6 | 3.228 | 838 | 33.6 | 809.4458 | 85.975 | 0.78659 | 12.734 | -11.134 | 0 | 34.7573 | 57.93% | 1 | 0 | 0 | 0.37 | 0 | 0 | 0
| 3661 | 1.3778 | 3.228 | 928 | 34.4 | 896.3792 | 92.4 | 0.7641 | 13.6985 | -12.3207 | 0 | 44.9652 | 74.94% | 1 | 0 | 0 | 1.56 | 0 | 0 | 0
| 3662 | 1.1111 | 3.228 | 877 | 34.9 | 847.1169 | 89.7125 | 0.77351 | 13.105 | -11.9939 | 0 | 55.173 | 91.95% | 1 | 0 | 0 | 6.91 | 0 | 0 | 0
| 3663 | 1.1111 | 3.228 | 762 | 35.3 | 736.0355 | 82.925 | 0.79726 | 11.7363 | -10.6252 | 0 | 60 | 100% | 1 | 0 | 0 | 10.63 | 0 | 0 | 0
| 3664 | 1 | 3.228 | 592 | 35.8 | 571.8281 | 72.8 | 0.8327 | 9.5232 | -8.5232 | 0 | 60 | 100% | 0 | 0 | 0 | 8.52 | 0 | 0 | 0
| 3665 | 0.44444 | 3.228 | 349 | 33.8 | 337.1081 | 55.6125 | 0.89286 | 6.0198 | -5.5753 | 0 | 60 | 100% | 0 | 0 | 0 | 5.58 | 0 | 0 | 0
| 3666 | 0.44444 | 3.228 | 127 | 31.8 | 122.6726 | 39.7375 | 0.94842 | 2.3269 | -1.8825 | 0 | 60 | 100% | 0 | 0 | 0 | 1.88 | 0 | 0 | 0
| 3667 | 7.7444 | 7.7444 | 9 | 29.8 | 8.6933 | 30.3625 | 0.98123 | 0.1706 | 7.5738 | 11 | 60 | 100% | 0 | 0 | 0 | 0 | 0 | 0 | 0
| 3668 | 8.9667 | 8.9667 | 0 | 30 | 0 | 30 | 0.9825 | 0 | 8.9667 | 10 | 52.0165 | 86.69% | 0 | 0 | 0 | 0 | 0 | 0 | 0
| 3669 | 8.9667 | 8.9667 | 0 | 30.3 | 0 | 30.3 | 0.98145 | 0 | 8.9667 | 9 | 42.5648 | 70.94% | 0 | 0 | 0 | 0 | 0 | 0 | 0
| 3670 | 8.9667 | 8.9667 | 0 | 30.7 | 0 | 30.7 | 0.98005 | 0 | 8.9667 | 8 | 33.1131 | 55.19% | 0 | 0 | 0 | 0 | 0 | 0 | 0
| 3671 | 7.3 | 7.3 | 0 | 30.4 | 0 | 30.4 | 0.9811 | 0 | 7.3 | 7 | 23.6614 | 39.44% | 0 | 0 | 0 | 0 | 0 | 0 | 0
| 3672 | 1.6889 | 3.228 | 0 | 30 | 0 | 30 | 0.9825 | 0 | 1.6889 | 6 | 15.9665 | 26.61% | 0 | 0 | 0 | 0 | 0 | 0 | 0
| 3673 | 1.1333 | 3.228 | 0 | 29.7 | 0 | 29.7 | 0.98355 | 0 | 1.1333 | 5 | 14.1863 | 23.64% | 0 | 0 | 0 | 0 | 0 | 0 | 0
| 3674 | 1.1333 | 3.228 | 0 | 29.3 | 0 | 29.3 | 0.98495 | 0 | 1.1333 | 4 | 12.9916 | 21.65% | 0 | 0 | 0 | 0 | 0.19 | 0 | 0
| 3675 | 0.022222 | 3.228 | 0 | 28.9 | 0 | 28.9 | 0.98635 | 0 | 0.022222 | 3 | 12 | 20% | 0 | 0 | 0 | 0 | 0.02 | 0 | 0
| 3676 | 0.022222 | 3.228 | 0 | 28.5 | 0 | 28.5 | 0.98775 | 0 | 0.022222 | 2 | 12 | 20% | 0 | 0 | 0 | 0 | 0.02 | 0 | 0
| 3677 | 0.022222 | 3.228 | 0 | 28.5 | 0 | 28.5 | 0.98775 | 0 | 0.022222 | 1 | 12 | 20% | 0 | 0 | 0 | 0 | 0.02 | 0 | 0
| 3678 | 0.022222 | 3.228 | 1 | 28.6 | 0.96593 | 28.6625 | 0.98718 | 0.019071 | 0.0031513 | 0 | 12 | 20% | 0 | 0 | 0 | 0 | 0 | 0 | 0
| 3679 | 0.022222 | 3.228 | 58 | 28.6 | 56.0237 | 32.225 | 0.97471 | 1.0921 | -1.0699 | 0 | 12 | 20% | 0 | 0 | 0 | 0 | 0 | 0 | 0
| 3680 | 0.66667 | 3.228 | 235 | 29.8 | 226.9926 | 44.4875 | 0.93179 | 4.2302 | -3.5635 | 0 | 13.015 | 21.69% | 1 | 1 | 0.8 | 0 | 0 | 0 | 0
| 3681 | 0.77778 | 3.228 | 412 | 31.1 | 397.9614 | 56.85 | 0.88853 | 7.072 | -6.2942 | 0 | 16.3957 | 27.33% | 1 | 0 | 0 | 0 | 0 | 0 | 0
| 3682 | 1.0444 | 3.228 | 547 | 32.3 | 528.3614 | 66.4875 | 0.85479 | 9.0328 | -7.9884 | 0 | 22.3669 | 37.28% | 1 | 0 | 0 | 0 | 0 | 0 | 0
| 3683 | 1.0444 | 3.228 | 663 | 33 | 640.4088 | 74.4375 | 0.82697 | 10.592 | -9.5475 | 0 | 29.9453 | 49.91% | 1 | 0 | 0 | 0 | 0 | 0 | 0
| 3684 | 1.6 | 3.228 | 731 | 33.7 | 706.0918 | 79.3875 | 0.80964 | 11.4337 | -9.8337 | 0 | 39.0029 | 65% | 1 | 0 | 0 | 0 | 0 | 0 | 0
| 3685 | 1.3778 | 3.228 | 745 | 34.4 | 719.6147 | 80.9625 | 0.80413 | 11.5733 | -10.1955 | 0 | 48.3319 | 80.55% | 1 | 0 | 0 | 0 | 0 | 0 | 0
| 3686 | 1.1111 | 3.228 | 662 | 34.4 | 639.4429 | 75.775 | 0.82229 | 10.5161 | -9.405 | 0 | 58.0042 | 96.67% | 1 | 0 | 0 | 7.3 | 0 | 0 | 0
| 3687 | 1.1111 | 3.228 | 534 | 34.4 | 515.8044 | 67.775 | 0.85029 | 8.7716 | -7.6605 | 0 | 60 | 100% | 1 | 0 | 0 | 7.66 | 0 | 0 | 0
| 3688 | 1 | 3.228 | 380 | 34.4 | 367.0518 | 58.15 | 0.88397 | 6.4893 | -5.4893 | 0 | 60 | 100% | 0 | 0 | 0 | 5.49 | 0 | 0 | 0
| 3689 | 0.44444 | 3.228 | 245 | 33.6 | 236.6518 | 48.9125 | 0.91631 | 4.3369 | -3.8925 | 0 | 60 | 100% | 0 | 0 | 0 | 3.89 | 0 | 0 | 0
| 3690 | 0.44444 | 3.228 | 103 | 32.9 | 99.4904 | 39.3375 | 0.94982 | 1.89 | -1.4455 | 0 | 60 | 100% | 0 | 0 | 0 | 1.45 | 0 | 0 | 0
| 3691 | 7.7444 | 7.7444 | 9 | 32.1 | 8.6933 | 32.6625 | 0.97318 | 0.1692 | 7.5752 | 11 | 60 | 100% | 0 | 0 | 0 | 0 | 0 | 0 | 0
| 3692 | 8.9667 | 8.9667 | 0 | 31.6 | 0 | 31.6 | 0.9769 | 0 | 8.9667 | 10 | 52.015 | 86.69% | 0 | 0 | 0 | 0 | 0 | 0 | 0
| 3693 | 8.9667 | 8.9667 | 0 | 31.2 | 0 | 31.2 | 0.9783 | 0 | 8.9667 | 9 | 42.5633 | 70.94% | 0 | 0 | 0 | 0 | 0 | 0 | 0
| 3694 | 8.9667 | 8.9667 | 0 | 30.7 | 0 | 30.7 | 0.98005 | 0 | 8.9667 | 8 | 33.1116 | 55.19% | 0 | 0 | 0 | 0 | 0 | 0 | 0
| 3695 | 7.3 | 7.3 | 0 | 30.1 | 0 | 30.1 | 0.98215 | 0 | 7.3 | 7 | 23.6599 | 39.43% | 0 | 0 | 0 | 0 | 0 | 0 | 0
| 3696 | 1.6889 | 3.228 | 0 | 29.6 | 0 | 29.6 | 0.9839 | 0 | 1.6889 | 6 | 15.965 | 26.61% | 0 | 0 | 0 | 0 | 0 | 0 | 0
| 3697 | 1.1333 | 3.228 | 0 | 29 | 0 | 29 | 0.986 | 0 | 1.1333 | 5 | 14.1848 | 23.64% | 0 | 0 | 0 | 0 | 0 | 0 | 0
| 3698 | 1.1333 | 3.228 | 0 | 28.4 | 0 | 28.4 | 0.9881 | 0 | 1.1333 | 4 | 12.9901 | 21.65% | 0 | 0 | 0 | 0 | 0.19 | 0 | 0
| 3699 | 0.022222 | 3.228 | 0 | 27.9 | 0 | 27.9 | 0.98985 | 0 | 0.022222 | 3 | 12 | 20% | 0 | 0 | 0 | 0 | 0.02 | 0 | 0
| 3700 | 0.022222 | 3.228 | 0 | 27.3 | 0 | 27.3 | 0.99195 | 0 | 0.022222 | 2 | 12 | 20% | 0 | 0 | 0 | 0 | 0.02 | 0 | 0
| 3701 | 0.022222 | 3.228 | 0 | 27.4 | 0 | 27.4 | 0.9916 | 0 | 0.022222 | 1 | 12 | 20% | 0 | 0 | 0 | 0 | 0.02 | 0 | 0
| 3702 | 0.022222 | 3.228 | 1 | 27.6 | 0.96593 | 27.6625 | 0.99068 | 0.019138 | 0.0030837 | 0 | 12 | 20% | 0 | 0 | 0 | 0 | 0 | 0 | 0
| 3703 | 0.022222 | 3.228 | 50 | 27.7 | 48.2963 | 30.825 | 0.97961 | 0.94623 | -0.92401 | 0 | 12 | 20% | 0 | 0 | 0 | 0 | 0 | 0 | 0
| 3704 | 0.66667 | 3.228 | 224 | 29.2 | 216.3674 | 43.2 | 0.9363 | 4.0517 | -3.385 | 0 | 12.8766 | 21.46% | 1 | 1 | 0.8 | 0 | 0 | 0 | 0
| 3705 | 0.77778 | 3.228 | 430 | 30.7 | 415.3481 | 57.575 | 0.88599 | 7.3599 | -6.5821 | 0 | 16.0879 | 26.81% | 1 | 0 | 0 | 0 | 0 | 0 | 0
| 3706 | 1.0444 | 3.228 | 624 | 32.2 | 602.7377 | 71.2 | 0.8383 | 10.1055 | -9.0611 | 0 | 22.3322 | 37.22% | 1 | 0 | 0 | 0 | 0 | 0 | 0
| 3707 | 1.0444 | 3.228 | 729 | 32.8 | 704.1599 | 78.3625 | 0.81323 | 11.4529 | -10.4085 | 0 | 30.9283 | 51.55% | 1 | 0 | 0 | 0 | 0 | 0 | 0
| 3708 | 1.6 | 3.228 | 769 | 33.3 | 742.797 | 81.3625 | 0.80273 | 11.9253 | -10.3253 | 0 | 40.8026 | 68% | 1 | 0 | 0 | 0 | 0 | 0 | 0
| 3709 | 1.3778 | 3.228 | 744 | 33.9 | 718.6488 | 80.4 | 0.8061 | 11.5861 | -10.2083 | 0 | 50.5981 | 84.33% | 1 | 0 | 0 | 0.3 | 0 | 0 | 0
| 3710 | 1.1111 | 3.228 | 704 | 34 | 680.0118 | 78 | 0.8145 | 11.0774 | -9.9663 | 0 | 60 | 100% | 1 | 0 | 0 | 9.97 | 0 | 0 | 0
| 3711 | 1.1111 | 3.228 | 612 | 34.1 | 591.1466 | 72.35 | 0.83427 | 9.8636 | -8.7525 | 0 | 60 | 100% | 0 | 0 | 0 | 8.75 | 0 | 0 | 0
| 3712 | 1 | 3.228 | 475 | 34.3 | 458.8148 | 63.9875 | 0.86354 | 7.9241 | -6.9241 | 0 | 60 | 100% | 0 | 0 | 0 | 6.92 | 0 | 0 | 0
| 3713 | 0.44444 | 3.228 | 288 | 33.3 | 278.1866 | 51.3 | 0.90795 | 5.0516 | -4.6071 | 0 | 60 | 100% | 0 | 0 | 0 | 4.61 | 0 | 0 | 0
| 3714 | 0.44444 | 3.228 | 112 | 32.2 | 108.1837 | 39.2 | 0.9503 | 2.0561 | -1.6117 | 0 | 60 | 100% | 0 | 0 | 0 | 1.61 | 0 | 0 | 0
| 3715 | 7.7444 | 7.7444 | 9 | 31.2 | 8.6933 | 31.7625 | 0.97633 | 0.16975 | 7.5747 | 11 | 60 | 100% | 0 | 0 | 0 | 0 | 0 | 0 | 0
| 3716 | 8.9667 | 8.9667 | 0 | 30.8 | 0 | 30.8 | 0.9797 | 0 | 8.9667 | 10 | 52.0156 | 86.69% | 0 | 0 | 0 | 0 | 0 | 0 | 0
| 3717 | 8.9667 | 8.9667 | 0 | 30.4 | 0 | 30.4 | 0.9811 | 0 | 8.9667 | 9 | 42.5639 | 70.94% | 0 | 0 | 0 | 0 | 0 | 0 | 0
| 3718 | 8.9667 | 8.9667 | 0 | 30 | 0 | 30 | 0.9825 | 0 | 8.9667 | 8 | 33.1122 | 55.19% | 0 | 0 | 0 | 0 | 0 | 0 | 0
| 3719 | 7.3 | 7.3 | 0 | 29.7 | 0 | 29.7 | 0.98355 | 0 | 7.3 | 7 | 23.6605 | 39.43% | 0 | 0 | 0 | 0 | 0 | 0 | 0
| 3720 | 1.6889 | 3.228 | 0 | 29.3 | 0 | 29.3 | 0.98495 | 0 | 1.6889 | 6 | 15.9656 | 26.61% | 0 | 0 | 0 | 0 | 0 | 0 | 0
| 3721 | 1.1333 | 3.228 | 0 | 28.9 | 0 | 28.9 | 0.98635 | 0 | 1.1333 | 5 | 14.1854 | 23.64% | 0 | 0 | 0 | 0 | 0 | 0 | 0
| 3722 | 1.1333 | 3.228 | 0 | 28.4 | 0 | 28.4 | 0.9881 | 0 | 1.1333 | 4 | 12.9907 | 21.65% | 0 | 0 | 0 | 0 | 0.19 | 0 | 0
| 3723 | 0.022222 | 3.228 | 0 | 27.8 | 0 | 27.8 | 0.9902 | 0 | 0.022222 | 3 | 12 | 20% | 0 | 0 | 0 | 0 | 0.02 | 0 | 0
| 3724 | 0.022222 | 3.228 | 0 | 27.3 | 0 | 27.3 | 0.99195 | 0 | 0.022222 | 2 | 12 | 20% | 0 | 0 | 0 | 0 | 0.02 | 0 | 0
| 3725 | 0.022222 | 3.228 | 0 | 27.5 | 0 | 27.5 | 0.99125 | 0 | 0.022222 | 1 | 12 | 20% | 0 | 0 | 0 | 0 | 0.02 | 0 | 0
| 3726 | 0.022222 | 3.228 | 1 | 27.7 | 0.96593 | 27.7625 | 0.99033 | 0.019132 | 0.0030905 | 0 | 12 | 20% | 0 | 0 | 0 | 0 | 0 | 0 | 0
| 3727 | 0.022222 | 3.228 | 50 | 27.9 | 48.2963 | 31.025 | 0.97891 | 0.94556 | -0.92333 | 0 | 12 | 20% | 0 | 0 | 0 | 0 | 0 | 0 | 0
| 3728 | 0.66667 | 3.228 | 212 | 29.2 | 204.7763 | 42.45 | 0.93893 | 3.8454 | -3.1787 | 0 | 12.876 | 21.46% | 1 | 1 | 0.8 | 0 | 0 | 0 | 0
| 3729 | 0.77778 | 3.228 | 390 | 30.5 | 376.7111 | 54.875 | 0.89544 | 6.7464 | -5.9686 | 0 | 15.8916 | 26.49% | 1 | 0 | 0 | 0 | 0 | 0 | 0
| 3730 | 1.0444 | 3.228 | 546 | 31.8 | 527.3955 | 65.925 | 0.85676 | 9.0371 | -7.9926 | 0 | 21.5539 | 35.92% | 1 | 0 | 0 | 0 | 0 | 0 | 0
| 3731 | 1.0444 | 3.228 | 662 | 32.5 | 639.4429 | 73.875 | 0.82894 | 10.6012 | -9.5567 | 0 | 29.1364 | 48.56% | 1 | 0 | 0 | 0 | 0 | 0 | 0
| 3732 | 1.6 | 3.228 | 729 | 33.1 | 704.1599 | 78.6625 | 0.81218 | 11.4381 | -9.8381 | 0 | 38.2027 | 63.67% | 1 | 0 | 0 | 0 | 0 | 0 | 0
| 3733 | 1.3778 | 3.228 | 743 | 33.8 | 717.6829 | 80.2375 | 0.80667 | 11.5786 | -10.2009 | 0 | 47.5359 | 79.23% | 1 | 0 | 0 | 0 | 0 | 0 | 0
| 3734 | 1.1111 | 3.228 | 703 | 33.7 | 679.0459 | 77.6375 | 0.81577 | 11.0789 | -9.9678 | 0 | 57.2133 | 95.36% | 1 | 0 | 0 | 7.03 | 0 | 0 | 0
| 3735 | 1.1111 | 3.228 | 611 | 33.5 | 590.1807 | 71.6875 | 0.83659 | 9.8748 | -8.7637 | 0 | 60 | 100% | 1 | 0 | 0 | 8.76 | 0 | 0 | 0
| 3736 | 1 | 3.228 | 475 | 33.4 | 458.8148 | 63.0875 | 0.86669 | 7.953 | -6.953 | 0 | 60 | 100% | 0 | 0 | 0 | 6.95 | 0 | 0 | 0
| 3737 | 0.44444 | 3.228 | 288 | 32.6 | 278.1866 | 50.6 | 0.9104 | 5.0652 | -4.6208 | 0 | 60 | 100% | 0 | 0 | 0 | 4.62 | 0 | 0 | 0
| 3738 | 0.44444 | 3.228 | 113 | 31.7 | 109.1496 | 38.7625 | 0.95183 | 2.0778 | -1.6334 | 0 | 60 | 100% | 0 | 0 | 0 | 1.63 | 0 | 0 | 0
| 3739 | 7.7444 | 7.7444 | 10 | 30.9 | 9.6593 | 31.525 | 0.97716 | 0.18877 | 7.5557 | 11 | 60 | 100% | 0 | 0 | 0 | 0 | 0 | 0 | 0
| 3740 | 8.9667 | 8.9667 | 0 | 30.8 | 0 | 30.8 | 0.9797 | 0 | 8.9667 | 10 | 52.0356 | 86.73% | 0 | 0 | 0 | 0 | 0 | 0 | 0
| 3741 | 8.9667 | 8.9667 | 0 | 30.7 | 0 | 30.7 | 0.98005 | 0 | 8.9667 | 9 | 42.5839 | 70.97% | 0 | 0 | 0 | 0 | 0 | 0 | 0
| 3742 | 8.9667 | 8.9667 | 0 | 30.6 | 0 | 30.6 | 0.9804 | 0 | 8.9667 | 8 | 33.1322 | 55.22% | 0 | 0 | 0 | 0 | 0 | 0 | 0
| 3743 | 7.3 | 7.3 | 0 | 30.4 | 0 | 30.4 | 0.9811 | 0 | 7.3 | 7 | 23.6805 | 39.47% | 0 | 0 | 0 | 0 | 0 | 0 | 0
| 3744 | 1.6889 | 3.228 | 0 | 30.2 | 0 | 30.2 | 0.9818 | 0 | 1.6889 | 6 | 15.9857 | 26.64% | 0 | 0 | 0 | 0 | 0 | 0 | 0
| 3745 | 1.1333 | 3.228 | 0 | 30 | 0 | 30 | 0.9825 | 0 | 1.1333 | 5 | 14.2054 | 23.68% | 0 | 0 | 0 | 0 | 0 | 0 | 0
| 3746 | 1.1333 | 3.228 | 0 | 29.4 | 0 | 29.4 | 0.9846 | 0 | 1.1333 | 4 | 13.0108 | 21.68% | 0 | 0 | 0 | 0 | 0.17 | 0 | 0
| 3747 | 0.022222 | 3.228 | 0 | 28.8 | 0 | 28.8 | 0.9867 | 0 | 0.022222 | 3 | 12 | 20% | 0 | 0 | 0 | 0 | 0.02 | 0 | 0
| 3748 | 0.022222 | 3.228 | 0 | 28.2 | 0 | 28.2 | 0.9888 | 0 | 0.022222 | 2 | 12 | 20% | 0 | 0 | 0 | 0 | 0.02 | 0 | 0
| 3749 | 0.022222 | 3.228 | 0 | 28.1 | 0 | 28.1 | 0.98915 | 0 | 0.022222 | 1 | 12 | 20% | 0 | 0 | 0 | 0 | 0.02 | 0 | 0
| 3750 | 0.022222 | 3.228 | 0 | 27.9 | 0 | 27.9 | 0.98985 | 0 | 0.022222 | 0 | 12 | 20% | 0 | 0 | 0 | 0 | 0.02 | 0 | 0
| 3751 | 0.022222 | 3.228 | 40 | 27.8 | 38.637 | 30.3 | 0.98145 | 0.75841 | -0.73618 | 0 | 12 | 20% | 0 | 0 | 0 | 0 | 0 | 0 | 0
| 3752 | 0.66667 | 3.228 | 153 | 29.1 | 147.7867 | 38.6625 | 0.95218 | 2.8144 | -2.1477 | 0 | 12.6984 | 21.16% | 1 | 1 | 0.8 | 0 | 0 | 0 | 0
| 3753 | 0.77778 | 3.228 | 247 | 30.4 | 238.5837 | 45.8375 | 0.92707 | 4.4237 | -3.6459 | 0 | 14.7359 | 24.56% | 1 | 0 | 0 | 0 | 0 | 0 | 0
| 3754 | 1.0444 | 3.228 | 294 | 31.7 | 283.9822 | 50.075 | 0.91224 | 5.1812 | -4.1367 | 0 | 18.1947 | 30.32% | 1 | 0 | 0 | 0 | 0 | 0 | 0
| 3755 | 1.0444 | 3.228 | 357 | 31.9 | 344.8355 | 54.2125 | 0.89776 | 6.1916 | -5.1471 | 0 | 22.1192 | 36.87% | 1 | 0 | 0 | 0 | 0 | 0 | 0
| 3756 | 1.6 | 3.228 | 394 | 32.1 | 380.5748 | 56.725 | 0.88896 | 6.7663 | -5.1663 | 0 | 27.0022 | 45% | 1 | 0 | 0 | 0 | 0 | 0 | 0
| 3757 | 1.3778 | 3.228 | 401 | 32.3 | 387.3363 | 57.3625 | 0.88673 | 6.8693 | -5.4915 | 0 | 31.9034 | 53.17% | 1 | 0 | 0 | 0 | 0 | 0 | 0
| 3758 | 1.1111 | 3.228 | 446 | 32.1 | 430.8029 | 59.975 | 0.87759 | 7.5613 | -6.4502 | 0 | 37.1131 | 61.86% | 1 | 0 | 0 | 0 | 0 | 0 | 0
| 3759 | 1.1111 | 3.228 | 441 | 32 | 425.9733 | 59.5625 | 0.87903 | 7.4889 | -6.3778 | 0 | 43.2323 | 72.05% | 1 | 0 | 0 | 0 | 0 | 0 | 0
| 3760 | 1 | 3.228 | 381 | 31.8 | 368.0177 | 55.6125 | 0.89286 | 6.5717 | -5.5717 | 0 | 49.2828 | 82.14% | 1 | 0 | 0 | 0 | 0 | 0 | 0
| 3761 | 0.44444 | 3.228 | 246 | 31.3 | 237.6178 | 46.675 | 0.92414 | 4.3918 | -3.9474 | 0 | 54.5686 | 90.95% | 1 | 0 | 0 | 0 | 0 | 0 | 0
| 3762 | 0.44444 | 3.228 | 104 | 30.8 | 100.4563 | 37.3 | 0.95695 | 1.9226 | -1.4782 | 0 | 58.3134 | 97.19% | 1 | 0 | 0 | 0 | 0 | 0 | 0
| 3763 | 7.7444 | 7.7444 | 10 | 30.3 | 9.6593 | 30.925 | 0.97926 | 0.18918 | 7.5553 | 11 | 59.7157 | 99.53% | 1 | 0 | 0 | 0 | 0 | 0 | 0
| 3764 | 8.9667 | 8.9667 | 0 | 30 | 0 | 30 | 0.9825 | 0 | 8.9667 | 10 | 51.7518 | 86.25% | 0 | 0 | 0 | 0 | 0 | 0 | 0
| 3765 | 8.9667 | 8.9667 | 0 | 29.7 | 0 | 29.7 | 0.98355 | 0 | 8.9667 | 9 | 42.3001 | 70.5% | 0 | 0 | 0 | 0 | 0 | 0 | 0
| 3766 | 8.9667 | 8.9667 | 0 | 29.4 | 0 | 29.4 | 0.9846 | 0 | 8.9667 | 8 | 32.8484 | 54.75% | 0 | 0 | 0 | 0 | 0 | 0 | 0
| 3767 | 7.3 | 7.3 | 0 | 29.2 | 0 | 29.2 | 0.9853 | 0 | 7.3 | 7 | 23.3967 | 38.99% | 0 | 0 | 0 | 0 | 0 | 0 | 0
| 3768 | 1.6889 | 3.228 | 0 | 29 | 0 | 29 | 0.986 | 0 | 1.6889 | 6 | 15.7018 | 26.17% | 0 | 0 | 0 | 0 | 0 | 0 | 0
| 3769 | 1.1333 | 3.228 | 0 | 28.8 | 0 | 28.8 | 0.9867 | 0 | 1.1333 | 5 | 13.9216 | 23.2% | 0 | 0 | 0 | 0 | 0 | 0 | 0
| 3770 | 1.1333 | 3.228 | 0 | 28.5 | 0 | 28.5 | 0.98775 | 0 | 1.1333 | 4 | 12.7269 | 21.21% | 0 | 0 | 0 | 0 | 0.44 | 0 | 0
| 3771 | 0.022222 | 3.228 | 0 | 28.2 | 0 | 28.2 | 0.9888 | 0 | 0.022222 | 3 | 12 | 20% | 0 | 0 | 0 | 0 | 0.02 | 0 | 0
| 3772 | 0.022222 | 3.228 | 0 | 27.9 | 0 | 27.9 | 0.98985 | 0 | 0.022222 | 2 | 12 | 20% | 0 | 0 | 0 | 0 | 0.02 | 0 | 0
| 3773 | 0.022222 | 3.228 | 0 | 27.9 | 0 | 27.9 | 0.98985 | 0 | 0.022222 | 1 | 12 | 20% | 0 | 0 | 0 | 0 | 0.02 | 0 | 0
| 3774 | 0.022222 | 3.228 | 0 | 28 | 0 | 28 | 0.9895 | 0 | 0.022222 | 0 | 12 | 20% | 0 | 0 | 0 | 0 | 0.02 | 0 | 0
| 3775 | 0.022222 | 3.228 | 40 | 28 | 38.637 | 30.5 | 0.98075 | 0.75787 | -0.73564 | 0 | 12 | 20% | 0 | 0 | 0 | 0 | 0 | 0 | 0
| 3776 | 0.66667 | 3.228 | 169 | 29.1 | 163.2415 | 39.6625 | 0.94868 | 3.0973 | -2.4306 | 0 | 12.6979 | 21.16% | 1 | 1 | 0.8 | 0 | 0 | 0 | 0
| 3777 | 0.77778 | 3.228 | 311 | 30.3 | 300.4029 | 49.7375 | 0.91342 | 5.4879 | -4.7101 | 0 | 15.0038 | 25.01% | 1 | 0 | 0 | 0 | 0 | 0 | 0
| 3778 | 1.0444 | 3.228 | 436 | 31.4 | 421.1437 | 58.65 | 0.88223 | 7.4309 | -6.3864 | 0 | 19.4722 | 32.45% | 1 | 0 | 0 | 0 | 0 | 0 | 0
| 3779 | 1.0444 | 3.228 | 529 | 31.7 | 510.9748 | 64.7625 | 0.86083 | 8.7973 | -7.7528 | 0 | 25.5309 | 42.55% | 1 | 0 | 0 | 0 | 0 | 0 | 0
| 3780 | 1.6 | 3.228 | 583 | 31.9 | 563.1348 | 68.3375 | 0.84832 | 9.5544 | -7.9544 | 0 | 32.8858 | 54.81% | 1 | 0 | 0 | 0 | 0 | 0 | 0
| 3781 | 1.3778 | 3.228 | 595 | 32.2 | 574.7259 | 69.3875 | 0.84464 | 9.7088 | -8.331 | 0 | 40.432 | 67.39% | 1 | 0 | 0 | 0 | 0 | 0 | 0
| 3782 | 1.1111 | 3.228 | 563 | 31.9 | 543.8162 | 67.0875 | 0.85269 | 9.2742 | -8.1631 | 0 | 48.3355 | 80.56% | 1 | 0 | 0 | 0 | 0 | 0 | 0
| 3783 | 1.1111 | 3.228 | 490 | 31.7 | 473.3037 | 62.325 | 0.86936 | 8.2294 | -7.1183 | 0 | 56.0796 | 93.47% | 1 | 0 | 0 | 2.99 | 0 | 0 | 0
| 3784 | 1 | 3.228 | 381 | 31.4 | 368.0177 | 55.2125 | 0.89426 | 6.582 | -5.582 | 0 | 60 | 100% | 1 | 0 | 0 | 5.58 | 0 | 0 | 0
| 3785 | 0.44444 | 3.228 | 246 | 31 | 237.6178 | 46.375 | 0.92519 | 4.3968 | -3.9524 | 0 | 60 | 100% | 0 | 0 | 0 | 3.95 | 0 | 0 | 0
| 3786 | 0.44444 | 3.228 | 105 | 30.5 | 101.4222 | 37.0625 | 0.95778 | 1.9428 | -1.4984 | 0 | 60 | 100% | 0 | 0 | 0 | 1.5 | 0 | 0 | 0
| 3787 | 7.7444 | 7.7444 | 10 | 30.1 | 9.6593 | 30.725 | 0.97996 | 0.18931 | 7.5551 | 11 | 60 | 100% | 0 | 0 | 0 | 0 | 0 | 0 | 0
| 3788 | 8.9667 | 8.9667 | 0 | 29.4 | 0 | 29.4 | 0.9846 | 0 | 8.9667 | 10 | 52.0362 | 86.73% | 0 | 0 | 0 | 0 | 0 | 0 | 0
| 3789 | 8.9667 | 8.9667 | 0 | 28.8 | 0 | 28.8 | 0.9867 | 0 | 8.9667 | 9 | 42.5845 | 70.97% | 0 | 0 | 0 | 0 | 0 | 0 | 0
| 3790 | 8.9667 | 8.9667 | 0 | 28.1 | 0 | 28.1 | 0.98915 | 0 | 8.9667 | 8 | 33.1328 | 55.22% | 0 | 0 | 0 | 0 | 0 | 0 | 0
| 3791 | 7.3 | 7.3 | 0 | 28.1 | 0 | 28.1 | 0.98915 | 0 | 7.3 | 7 | 23.6811 | 39.47% | 0 | 0 | 0 | 0 | 0 | 0 | 0
| 3792 | 1.6889 | 3.228 | 0 | 28 | 0 | 28 | 0.9895 | 0 | 1.6889 | 6 | 15.9862 | 26.64% | 0 | 0 | 0 | 0 | 0 | 0 | 0
| 3793 | 1.1333 | 3.228 | 0 | 28 | 0 | 28 | 0.9895 | 0 | 1.1333 | 5 | 14.206 | 23.68% | 0 | 0 | 0 | 0 | 0 | 0 | 0
| 3794 | 1.1333 | 3.228 | 0 | 28 | 0 | 28 | 0.9895 | 0 | 1.1333 | 4 | 13.0113 | 21.69% | 0 | 0 | 0 | 0 | 0.17 | 0 | 0
| 3795 | 0.022222 | 3.228 | 0 | 28 | 0 | 28 | 0.9895 | 0 | 0.022222 | 3 | 12 | 20% | 0 | 0 | 0 | 0 | 0.02 | 0 | 0
| 3796 | 0.022222 | 3.228 | 0 | 28 | 0 | 28 | 0.9895 | 0 | 0.022222 | 2 | 12 | 20% | 0 | 0 | 0 | 0 | 0.02 | 0 | 0
| 3797 | 0.022222 | 3.228 | 0 | 27.8 | 0 | 27.8 | 0.9902 | 0 | 0.022222 | 1 | 12 | 20% | 0 | 0 | 0 | 0 | 0.02 | 0 | 0
| 3798 | 0.022222 | 3.228 | 1 | 27.7 | 0.96593 | 27.7625 | 0.99033 | 0.019132 | 0.0030905 | 0 | 12 | 20% | 0 | 0 | 0 | 0 | 0 | 0 | 0
| 3799 | 0.022222 | 3.228 | 57 | 27.5 | 55.0578 | 31.0625 | 0.97878 | 1.0778 | -1.0556 | 0 | 12 | 20% | 0 | 0 | 0 | 0 | 0 | 0 | 0
| 3800 | 0.66667 | 3.228 | 233 | 28.8 | 225.0607 | 43.3625 | 0.93573 | 4.2119 | -3.5453 | 0 | 13.0014 | 21.67% | 1 | 1 | 0.8 | 0 | 0 | 0 | 0
| 3801 | 0.77778 | 3.228 | 409 | 30.1 | 395.0637 | 55.6625 | 0.89268 | 7.0533 | -6.2755 | 0 | 16.3647 | 27.27% | 1 | 0 | 0 | 0 | 0 | 0 | 0
| 3802 | 1.0444 | 3.228 | 543 | 31.4 | 524.4977 | 65.3375 | 0.85882 | 9.009 | -7.9645 | 0 | 22.3182 | 37.2% | 1 | 0 | 0 | 0 | 0 | 0 | 0
| 3803 | 1.0444 | 3.228 | 620 | 32.1 | 598.874 | 70.85 | 0.83953 | 10.0554 | -9.0109 | 0 | 29.874 | 49.79% | 1 | 0 | 0 | 0 | 0 | 0 | 0
| 3804 | 1.6 | 3.228 | 636 | 32.9 | 614.3288 | 72.65 | 0.83322 | 10.2375 | -8.6375 | 0 | 38.4226 | 64.04% | 1 | 0 | 0 | 0 | 0 | 0 | 0
| 3805 | 1.3778 | 3.228 | 595 | 33.6 | 574.7259 | 70.7875 | 0.83974 | 9.6524 | -8.2747 | 0 | 46.6168 | 77.69% | 1 | 0 | 0 | 0 | 0 | 0 | 0
| 3806 | 1.1111 | 3.228 | 563 | 33.4 | 543.8162 | 68.5875 | 0.84744 | 9.2171 | -8.106 | 0 | 54.4669 | 90.78% | 1 | 0 | 0 | 2.27 | 0 | 0 | 0
| 3807 | 1.1111 | 3.228 | 490 | 33.1 | 473.3037 | 63.725 | 0.86446 | 8.1831 | -7.072 | 0 | 60 | 100% | 1 | 0 | 0 | 7.07 | 0 | 0 | 0
| 3808 | 1 | 3.228 | 382 | 32.9 | 368.9837 | 56.775 | 0.88879 | 6.559 | -5.559 | 0 | 60 | 100% | 0 | 0 | 0 | 5.56 | 0 | 0 | 0
| 3809 | 0.44444 | 3.228 | 247 | 31 | 238.5837 | 46.4375 | 0.92497 | 4.4136 | -3.9692 | 0 | 60 | 100% | 0 | 0 | 0 | 3.97 | 0 | 0 | 0
| 3810 | 0.44444 | 3.228 | 106 | 29 | 102.3881 | 35.625 | 0.96281 | 1.9716 | -1.5272 | 0 | 60 | 100% | 0 | 0 | 0 | 1.53 | 0 | 0 | 0
| 3811 | 7.7444 | 7.7444 | 10 | 27.1 | 9.6593 | 27.725 | 0.99046 | 0.19134 | 7.5531 | 11 | 60 | 100% | 0 | 0 | 0 | 0 | 0 | 0 | 0
| 3812 | 8.9667 | 8.9667 | 0 | 27.2 | 0 | 27.2 | 0.9923 | 0 | 8.9667 | 10 | 52.0383 | 86.73% | 0 | 0 | 0 | 0 | 0 | 0 | 0
| 3813 | 8.9667 | 8.9667 | 0 | 27.4 | 0 | 27.4 | 0.9916 | 0 | 8.9667 | 9 | 42.5866 | 70.98% | 0 | 0 | 0 | 0 | 0 | 0 | 0
| 3814 | 8.9667 | 8.9667 | 0 | 27.5 | 0 | 27.5 | 0.99125 | 0 | 8.9667 | 8 | 33.1349 | 55.22% | 0 | 0 | 0 | 0 | 0 | 0 | 0
| 3815 | 7.3 | 7.3 | 0 | 27.5 | 0 | 27.5 | 0.99125 | 0 | 7.3 | 7 | 23.6832 | 39.47% | 0 | 0 | 0 | 0 | 0 | 0 | 0
| 3816 | 1.6889 | 3.228 | 0 | 27.4 | 0 | 27.4 | 0.9916 | 0 | 1.6889 | 6 | 15.9884 | 26.65% | 0 | 0 | 0 | 0 | 0 | 0 | 0
| 3817 | 1.1333 | 3.228 | 0 | 27.4 | 0 | 27.4 | 0.9916 | 0 | 1.1333 | 5 | 14.2081 | 23.68% | 0 | 0 | 0 | 0 | 0 | 0 | 0
| 3818 | 1.1333 | 3.228 | 0 | 27.6 | 0 | 27.6 | 0.9909 | 0 | 1.1333 | 4 | 13.0135 | 21.69% | 0 | 0 | 0 | 0 | 0.17 | 0 | 0
| 3819 | 0.022222 | 3.228 | 0 | 27.7 | 0 | 27.7 | 0.99055 | 0 | 0.022222 | 3 | 12 | 20% | 0 | 0 | 0 | 0 | 0.02 | 0 | 0
| 3820 | 0.022222 | 3.228 | 0 | 27.9 | 0 | 27.9 | 0.98985 | 0 | 0.022222 | 2 | 12 | 20% | 0 | 0 | 0 | 0 | 0.02 | 0 | 0
| 3821 | 0.022222 | 3.228 | 0 | 28 | 0 | 28 | 0.9895 | 0 | 0.022222 | 1 | 12 | 20% | 0 | 0 | 0 | 0 | 0.02 | 0 | 0
| 3822 | 0.022222 | 3.228 | 1 | 28.2 | 0.96593 | 28.2625 | 0.98858 | 0.019098 | 0.0031243 | 0 | 12 | 20% | 0 | 0 | 0 | 0 | 0 | 0 | 0
| 3823 | 0.022222 | 3.228 | 50 | 28.3 | 48.2963 | 31.425 | 0.97751 | 0.9442 | -0.92198 | 0 | 12 | 20% | 0 | 0 | 0 | 0 | 0 | 0 | 0
| 3824 | 0.66667 | 3.228 | 242 | 29.8 | 233.754 | 44.925 | 0.93026 | 4.3491 | -3.6824 | 0 | 12.8747 | 21.46% | 1 | 1 | 0.8 | 0 | 0 | 0 | 0
| 3825 | 0.77778 | 3.228 | 483 | 31.4 | 466.5422 | 61.5875 | 0.87194 | 8.136 | -7.3582 | 0 | 16.3681 | 27.28% | 1 | 0 | 0 | 0 | 0 | 0 | 0
| 3826 | 1.0444 | 3.228 | 710 | 32.9 | 685.8073 | 77.275 | 0.81704 | 11.2066 | -10.1622 | 0 | 23.3487 | 38.91% | 1 | 0 | 0 | 0 | 0 | 0 | 0
| 3827 | 1.0444 | 3.228 | 838 | 33.5 | 809.4458 | 85.875 | 0.78694 | 12.7397 | -11.6952 | 0 | 32.9894 | 54.98% | 1 | 0 | 0 | 0.94 | 0 | 0 | 0
| 3828 | 1.6 | 3.228 | 886 | 34.2 | 855.8103 | 89.575 | 0.77399 | 13.2477 | -11.6477 | 0 | 43.1972 | 72% | 1 | 0 | 0 | 0.89 | 0 | 0 | 0
| 3829 | 1.3778 | 3.228 | 852 | 34.8 | 822.9688 | 88.05 | 0.77933 | 12.8272 | -11.4494 | 0 | 53.405 | 89.01% | 1 | 0 | 0 | 4.5 | 0 | 0 | 0
| 3830 | 1.1111 | 3.228 | 807 | 34.8 | 779.5021 | 85.2375 | 0.78917 | 12.3032 | -11.1921 | 0 | 60 | 100% | 1 | 0 | 0 | 11.19 | 0 | 0 | 0
| 3831 | 1.1111 | 3.228 | 703 | 34.8 | 679.0459 | 78.7375 | 0.81192 | 11.0266 | -9.9155 | 0 | 60 | 100% | 0 | 0 | 0 | 9.92 | 0 | 0 | 0
| 3832 | 1 | 3.228 | 547 | 34.8 | 528.3614 | 68.9875 | 0.84604 | 8.9403 | -7.9403 | 0 | 60 | 100% | 0 | 0 | 0 | 7.94 | 0 | 0 | 0
| 3833 | 0.44444 | 3.228 | 326 | 32.6 | 314.8918 | 52.975 | 0.90209 | 5.6812 | -5.2368 | 0 | 60 | 100% | 0 | 0 | 0 | 5.24 | 0 | 0 | 0
| 3834 | 0.44444 | 3.228 | 124 | 30.5 | 119.7748 | 38.25 | 0.95362 | 2.2844 | -1.84 | 0 | 60 | 100% | 0 | 0 | 0 | 1.84 | 0 | 0 | 0
| 3835 | 7.7444 | 7.7444 | 10 | 28.3 | 9.6593 | 28.925 | 0.98626 | 0.19053 | 7.5539 | 11 | 60 | 100% | 0 | 0 | 0 | 0 | 0 | 0 | 0
| 3836 | 8.9667 | 8.9667 | 0 | 28.4 | 0 | 28.4 | 0.9881 | 0 | 8.9667 | 10 | 52.0375 | 86.73% | 0 | 0 | 0 | 0 | 0 | 0 | 0
| 3837 | 8.9667 | 8.9667 | 0 | 28.6 | 0 | 28.6 | 0.9874 | 0 | 8.9667 | 9 | 42.5858 | 70.98% | 0 | 0 | 0 | 0 | 0 | 0 | 0
| 3838 | 8.9667 | 8.9667 | 0 | 28.7 | 0 | 28.7 | 0.98705 | 0 | 8.9667 | 8 | 33.1341 | 55.22% | 0 | 0 | 0 | 0 | 0 | 0 | 0
| 3839 | 7.3 | 7.3 | 0 | 28.7 | 0 | 28.7 | 0.98705 | 0 | 7.3 | 7 | 23.6824 | 39.47% | 0 | 0 | 0 | 0 | 0 | 0 | 0
| 3840 | 1.6889 | 3.228 | 0 | 28.7 | 0 | 28.7 | 0.98705 | 0 | 1.6889 | 6 | 15.9875 | 26.65% | 0 | 0 | 0 | 0 | 0 | 0 | 0
| 3841 | 1.1333 | 3.228 | 0 | 28.7 | 0 | 28.7 | 0.98705 | 0 | 1.1333 | 5 | 14.2073 | 23.68% | 0 | 0 | 0 | 0 | 0 | 0 | 0
| 3842 | 1.1333 | 3.228 | 0 | 28.5 | 0 | 28.5 | 0.98775 | 0 | 1.1333 | 4 | 13.0126 | 21.69% | 0 | 0 | 0 | 0 | 0.17 | 0 | 0
| 3843 | 0.022222 | 3.228 | 0 | 28.4 | 0 | 28.4 | 0.9881 | 0 | 0.022222 | 3 | 12 | 20% | 0 | 0 | 0 | 0 | 0.02 | 0 | 0
| 3844 | 0.022222 | 3.228 | 0 | 28.2 | 0 | 28.2 | 0.9888 | 0 | 0.022222 | 2 | 12 | 20% | 0 | 0 | 0 | 0 | 0.02 | 0 | 0
| 3845 | 0.022222 | 3.228 | 0 | 28.5 | 0 | 28.5 | 0.98775 | 0 | 0.022222 | 1 | 12 | 20% | 0 | 0 | 0 | 0 | 0.02 | 0 | 0
| 3846 | 0.022222 | 3.228 | 0 | 28.7 | 0 | 28.7 | 0.98705 | 0 | 0.022222 | 0 | 12 | 20% | 0 | 0 | 0 | 0 | 0.02 | 0 | 0
| 3847 | 0.022222 | 3.228 | 57 | 29 | 55.0578 | 32.5625 | 0.97353 | 1.072 | -1.0498 | 0 | 12 | 20% | 0 | 0 | 0 | 0 | 0 | 0 | 0
| 3848 | 0.66667 | 3.228 | 249 | 30.2 | 240.5155 | 45.7625 | 0.92733 | 4.4608 | -3.7941 | 0 | 12.9959 | 21.66% | 1 | 1 | 0.8 | 0 | 0 | 0 | 0
| 3849 | 0.77778 | 3.228 | 471 | 31.4 | 454.9511 | 60.8375 | 0.87457 | 7.9577 | -7.1799 | 0 | 16.5953 | 27.66% | 1 | 0 | 0 | 0 | 0 | 0 | 0
| 3850 | 1.0444 | 3.228 | 676 | 32.6 | 652.9659 | 74.85 | 0.82553 | 10.7808 | -9.7363 | 0 | 23.4068 | 39.01% | 1 | 0 | 0 | 0 | 0 | 0 | 0
| 3851 | 1.0444 | 3.228 | 802 | 33.2 | 774.6725 | 83.325 | 0.79586 | 12.3307 | -11.2862 | 0 | 32.6435 | 54.41% | 1 | 0 | 0 | 0.53 | 0 | 0 | 0
| 3852 | 1.6 | 3.228 | 861 | 33.7 | 831.6621 | 87.5125 | 0.78121 | 12.994 | -11.394 | 0 | 42.8513 | 71.42% | 1 | 0 | 0 | 0.63 | 0 | 0 | 0
| 3853 | 1.3778 | 3.228 | 851 | 34.3 | 822.0029 | 87.4875 | 0.78129 | 12.8445 | -11.4667 | 0 | 53.0592 | 88.43% | 1 | 0 | 0 | 4.15 | 0 | 0 | 0
| 3854 | 1.1111 | 3.228 | 833 | 34.8 | 804.6162 | 86.8625 | 0.78348 | 12.608 | -11.4969 | 0 | 60 | 100% | 1 | 0 | 0 | 11.5 | 0 | 0 | 0
| 3855 | 1.1111 | 3.228 | 746 | 35.2 | 720.5807 | 81.825 | 0.80111 | 11.5453 | -10.4342 | 0 | 60 | 100% | 0 | 0 | 0 | 10.43 | 0 | 0 | 0
| 3856 | 1 | 3.228 | 595 | 35.7 | 574.7259 | 72.8875 | 0.83239 | 9.568 | -8.568 | 0 | 60 | 100% | 0 | 0 | 0 | 8.57 | 0 | 0 | 0
| 3857 | 0.44444 | 3.228 | 356 | 34.9 | 343.8696 | 57.15 | 0.88748 | 6.1035 | -5.6591 | 0 | 60 | 100% | 0 | 0 | 0 | 5.66 | 0 | 0 | 0
| 3858 | 0.44444 | 3.228 | 134 | 34 | 129.4341 | 42.375 | 0.93919 | 2.4313 | -1.9868 | 0 | 60 | 100% | 0 | 0 | 0 | 1.99 | 0 | 0 | 0
| 3859 | 7.7444 | 7.7444 | 10 | 33.2 | 9.6593 | 33.825 | 0.96911 | 0.18722 | 7.5572 | 11 | 60 | 100% | 0 | 0 | 0 | 0 | 0 | 0 | 0
| 3860 | 8.9667 | 8.9667 | 0 | 31.7 | 0 | 31.7 | 0.97655 | 0 | 8.9667 | 10 | 52.034 | 86.72% | 0 | 0 | 0 | 0 | 0 | 0 | 0
| 3861 | 8.9667 | 8.9667 | 0 | 30.2 | 0 | 30.2 | 0.9818 | 0 | 8.9667 | 9 | 42.5823 | 70.97% | 0 | 0 | 0 | 0 | 0 | 0 | 0
| 3862 | 8.9667 | 8.9667 | 0 | 28.7 | 0 | 28.7 | 0.98705 | 0 | 8.9667 | 8 | 33.1306 | 55.22% | 0 | 0 | 0 | 0 | 0 | 0 | 0
| 3863 | 7.3 | 7.3 | 0 | 28.2 | 0 | 28.2 | 0.9888 | 0 | 7.3 | 7 | 23.6789 | 39.46% | 0 | 0 | 0 | 0 | 0 | 0 | 0
| 3864 | 1.6889 | 3.228 | 0 | 27.7 | 0 | 27.7 | 0.99055 | 0 | 1.6889 | 6 | 15.984 | 26.64% | 0 | 0 | 0 | 0 | 0 | 0 | 0
| 3865 | 1.1333 | 3.228 | 0 | 27.2 | 0 | 27.2 | 0.9923 | 0 | 1.1333 | 5 | 14.2038 | 23.67% | 0 | 0 | 0 | 0 | 0 | 0 | 0
| 3866 | 1.1333 | 3.228 | 0 | 26.8 | 0 | 26.8 | 0.9937 | 0 | 1.1333 | 4 | 13.0091 | 21.68% | 0 | 0 | 0 | 0 | 0.18 | 0 | 0
| 3867 | 0.022222 | 3.228 | 0 | 26.4 | 0 | 26.4 | 0.9951 | 0 | 0.022222 | 3 | 12 | 20% | 0 | 0 | 0 | 0 | 0.02 | 0 | 0
| 3868 | 0.022222 | 3.228 | 0 | 26 | 0 | 26 | 0.9965 | 0 | 0.022222 | 2 | 12 | 20% | 0 | 0 | 0 | 0 | 0.02 | 0 | 0
| 3869 | 0.022222 | 3.228 | 0 | 26.3 | 0 | 26.3 | 0.99545 | 0 | 0.022222 | 1 | 12 | 20% | 0 | 0 | 0 | 0 | 0.02 | 0 | 0
| 3870 | 0.022222 | 3.228 | 0 | 26.5 | 0 | 26.5 | 0.99475 | 0 | 0.022222 | 0 | 12 | 20% | 0 | 0 | 0 | 0 | 0.02 | 0 | 0
| 3871 | 0.022222 | 3.228 | 40 | 26.8 | 38.637 | 29.3 | 0.98495 | 0.76111 | -0.73889 | 0 | 12 | 20% | 0 | 0 | 0 | 0 | 0 | 0 | 0
| 3872 | 0.66667 | 3.228 | 168 | 28.3 | 162.2755 | 38.8 | 0.9517 | 3.0888 | -2.4221 | 0 | 12.701 | 21.17% | 1 | 1 | 0.8 | 0 | 0 | 0 | 0
| 3873 | 0.77778 | 3.228 | 309 | 29.7 | 298.4711 | 49.0125 | 0.91596 | 5.4677 | -4.69 | 0 | 14.9988 | 25% | 1 | 0 | 0 | 0 | 0 | 0 | 0
| 3874 | 1.0444 | 3.228 | 432 | 31.2 | 417.28 | 58.2 | 0.8838 | 7.3758 | -6.3314 | 0 | 19.448 | 32.41% | 1 | 0 | 0 | 0 | 0 | 0 | 0
| 3875 | 1.0444 | 3.228 | 574 | 31.6 | 554.4414 | 67.475 | 0.85134 | 9.4403 | -8.3959 | 0 | 25.4545 | 42.42% | 1 | 0 | 0 | 0 | 0 | 0 | 0
| 3876 | 1.6 | 3.228 | 683 | 32 | 659.7273 | 74.6875 | 0.82609 | 10.8999 | -9.2999 | 0 | 33.4196 | 55.7% | 1 | 0 | 0 | 0 | 0 | 0 | 0
| 3877 | 1.3778 | 3.228 | 743 | 32.4 | 717.6829 | 78.8375 | 0.81157 | 11.649 | -10.2712 | 0 | 42.2423 | 70.4% | 1 | 0 | 0 | 0 | 0 | 0 | 0
| 3878 | 1.1111 | 3.228 | 661 | 32.3 | 638.477 | 73.6125 | 0.82986 | 10.5969 | -9.4858 | 0 | 51.9864 | 86.64% | 1 | 0 | 0 | 1.04 | 0 | 0 | 0
| 3879 | 1.1111 | 3.228 | 536 | 32.1 | 517.7362 | 65.6 | 0.8579 | 8.8833 | -7.7722 | 0 | 60 | 100% | 1 | 0 | 0 | 7.77 | 0 | 0 | 0
| 3880 | 1 | 3.228 | 383 | 32 | 369.9496 | 55.9375 | 0.89172 | 6.5978 | -5.5978 | 0 | 60 | 100% | 0 | 0 | 0 | 5.6 | 0 | 0 | 0
| 3881 | 0.44444 | 3.228 | 249 | 31.6 | 240.5155 | 47.1625 | 0.92243 | 4.4372 | -3.9927 | 0 | 60 | 100% | 0 | 0 | 0 | 3.99 | 0 | 0 | 0
| 3882 | 0.44444 | 3.228 | 107 | 31.3 | 103.3541 | 37.9875 | 0.95454 | 1.9731 | -1.5287 | 0 | 60 | 100% | 0 | 0 | 0 | 1.53 | 0 | 0 | 0
| 3883 | 7.7444 | 7.7444 | 10 | 30.9 | 9.6593 | 31.525 | 0.97716 | 0.18877 | 7.5557 | 11 | 60 | 100% | 0 | 0 | 0 | 0 | 0 | 0 | 0
| 3884 | 8.9667 | 8.9667 | 0 | 29.7 | 0 | 29.7 | 0.98355 | 0 | 8.9667 | 10 | 52.0356 | 86.73% | 0 | 0 | 0 | 0 | 0 | 0 | 0
| 3885 | 8.9667 | 8.9667 | 0 | 28.6 | 0 | 28.6 | 0.9874 | 0 | 8.9667 | 9 | 42.5839 | 70.97% | 0 | 0 | 0 | 0 | 0 | 0 | 0
| 3886 | 8.9667 | 8.9667 | 0 | 27.4 | 0 | 27.4 | 0.9916 | 0 | 8.9667 | 8 | 33.1322 | 55.22% | 0 | 0 | 0 | 0 | 0 | 0 | 0
| 3887 | 7.3 | 7.3 | 0 | 27.2 | 0 | 27.2 | 0.9923 | 0 | 7.3 | 7 | 23.6805 | 39.47% | 0 | 0 | 0 | 0 | 0 | 0 | 0
| 3888 | 1.6889 | 3.228 | 0 | 27 | 0 | 27 | 0.993 | 0 | 1.6889 | 6 | 15.9857 | 26.64% | 0 | 0 | 0 | 0 | 0 | 0 | 0
| 3889 | 1.1333 | 3.228 | 0 | 26.8 | 0 | 26.8 | 0.9937 | 0 | 1.1333 | 5 | 14.2054 | 23.68% | 0 | 0 | 0 | 0 | 0 | 0 | 0
| 3890 | 1.1333 | 3.228 | 0 | 26.9 | 0 | 26.9 | 0.99335 | 0 | 1.1333 | 4 | 13.0108 | 21.68% | 0 | 0 | 0 | 0 | 0.17 | 0 | 0
| 3891 | 0.022222 | 3.228 | 0 | 27.1 | 0 | 27.1 | 0.99265 | 0 | 0.022222 | 3 | 12 | 20% | 0 | 0 | 0 | 0 | 0.02 | 0 | 0
| 3892 | 0.022222 | 3.228 | 0 | 27.2 | 0 | 27.2 | 0.9923 | 0 | 0.022222 | 2 | 12 | 20% | 0 | 0 | 0 | 0 | 0.02 | 0 | 0
| 3893 | 0.022222 | 3.228 | 0 | 27.3 | 0 | 27.3 | 0.99195 | 0 | 0.022222 | 1 | 12 | 20% | 0 | 0 | 0 | 0 | 0.02 | 0 | 0
| 3894 | 0.022222 | 3.228 | 0 | 27.4 | 0 | 27.4 | 0.9916 | 0 | 0.022222 | 0 | 12 | 20% | 0 | 0 | 0 | 0 | 0.02 | 0 | 0
| 3895 | 0.022222 | 3.228 | 39 | 27.5 | 37.6711 | 29.9375 | 0.98272 | 0.7404 | -0.71818 | 0 | 12 | 20% | 0 | 0 | 0 | 0 | 0 | 0 | 0
| 3896 | 0.66667 | 3.228 | 168 | 28.9 | 162.2755 | 39.4 | 0.9496 | 3.0819 | -2.4153 | 0 | 12.6813 | 21.14% | 1 | 1 | 0.8 | 0 | 0 | 0 | 0
| 3897 | 0.77778 | 3.228 | 309 | 30.3 | 298.4711 | 49.6125 | 0.91386 | 5.4552 | -4.6774 | 0 | 14.9727 | 24.95% | 1 | 0 | 0 | 0 | 0 | 0 | 0
| 3898 | 1.0444 | 3.228 | 434 | 31.7 | 419.2118 | 58.825 | 0.88161 | 7.3916 | -6.3472 | 0 | 19.41 | 32.35% | 1 | 0 | 0 | 0 | 0 | 0 | 0
| 3899 | 1.0444 | 3.228 | 575 | 32 | 555.4074 | 67.9375 | 0.84972 | 9.4388 | -8.3944 | 0 | 25.4315 | 42.39% | 1 | 0 | 0 | 0 | 0 | 0 | 0
| 3900 | 1.6 | 3.228 | 684 | 32.4 | 660.6933 | 75.15 | 0.82447 | 10.8945 | -9.2945 | 0 | 33.3951 | 55.66% | 1 | 0 | 0 | 0 | 0 | 0 | 0
| 3901 | 1.3778 | 3.228 | 743 | 32.7 | 717.6829 | 79.1375 | 0.81052 | 11.6339 | -10.2561 | 0 | 42.2126 | 70.35% | 1 | 0 | 0 | 0 | 0 | 0 | 0
| 3902 | 1.1111 | 3.228 | 704 | 32.5 | 680.0118 | 76.5 | 0.81975 | 11.1488 | -10.0377 | 0 | 51.9425 | 86.57% | 1 | 0 | 0 | 1.54 | 0 | 0 | 0
| 3903 | 1.1111 | 3.228 | 613 | 32.2 | 592.1125 | 70.5125 | 0.84071 | 9.9559 | -8.8447 | 0 | 60 | 100% | 1 | 0 | 0 | 8.84 | 0 | 0 | 0
| 3904 | 1 | 3.228 | 478 | 32 | 461.7125 | 61.875 | 0.87094 | 8.0425 | -7.0425 | 0 | 60 | 100% | 0 | 0 | 0 | 7.04 | 0 | 0 | 0
| 3905 | 0.44444 | 3.228 | 292 | 31.6 | 282.0503 | 49.85 | 0.91302 | 5.1504 | -4.7059 | 0 | 60 | 100% | 0 | 0 | 0 | 4.71 | 0 | 0 | 0
| 3906 | 0.44444 | 3.228 | 117 | 31.1 | 113.0133 | 38.4125 | 0.95306 | 2.1542 | -1.7097 | 0 | 60 | 100% | 0 | 0 | 0 | 1.71 | 0 | 0 | 0
| 3907 | 7.7444 | 7.7444 | 11 | 30.7 | 10.6252 | 31.3875 | 0.97764 | 0.20775 | 7.5367 | 11 | 60 | 100% | 0 | 0 | 0 | 0 | 0 | 0 | 0
| 3908 | 8.9667 | 8.9667 | 0 | 30.2 | 0 | 30.2 | 0.9818 | 0 | 8.9667 | 10 | 52.0556 | 86.76% | 0 | 0 | 0 | 0 | 0 | 0 | 0
| 3909 | 8.9667 | 8.9667 | 0 | 29.7 | 0 | 29.7 | 0.98355 | 0 | 8.9667 | 9 | 42.6039 | 71.01% | 0 | 0 | 0 | 0 | 0 | 0 | 0
| 3910 | 8.9667 | 8.9667 | 0 | 29.2 | 0 | 29.2 | 0.9853 | 0 | 8.9667 | 8 | 33.1522 | 55.25% | 0 | 0 | 0 | 0 | 0 | 0 | 0
| 3911 | 7.3 | 7.3 | 0 | 29 | 0 | 29 | 0.986 | 0 | 7.3 | 7 | 23.7005 | 39.5% | 0 | 0 | 0 | 0 | 0 | 0 | 0
| 3912 | 1.6889 | 3.228 | 0 | 28.9 | 0 | 28.9 | 0.98635 | 0 | 1.6889 | 6 | 16.0057 | 26.68% | 0 | 0 | 0 | 0 | 0 | 0 | 0
| 3913 | 1.1333 | 3.228 | 0 | 28.7 | 0 | 28.7 | 0.98705 | 0 | 1.1333 | 5 | 14.2254 | 23.71% | 0 | 0 | 0 | 0 | 0 | 0 | 0
| 3914 | 1.1333 | 3.228 | 0 | 28.5 | 0 | 28.5 | 0.98775 | 0 | 1.1333 | 4 | 13.0308 | 21.72% | 0 | 0 | 0 | 0 | 0.16 | 0 | 0
| 3915 | 0.022222 | 3.228 | 0 | 28.4 | 0 | 28.4 | 0.9881 | 0 | 0.022222 | 3 | 12 | 20% | 0 | 0 | 0 | 0 | 0.02 | 0 | 0
| 3916 | 0.022222 | 3.228 | 0 | 28.2 | 0 | 28.2 | 0.9888 | 0 | 0.022222 | 2 | 12 | 20% | 0 | 0 | 0 | 0 | 0.02 | 0 | 0
| 3917 | 0.022222 | 3.228 | 0 | 28.3 | 0 | 28.3 | 0.98845 | 0 | 0.022222 | 1 | 12 | 20% | 0 | 0 | 0 | 0 | 0.02 | 0 | 0
| 3918 | 0.022222 | 3.228 | 0 | 28.4 | 0 | 28.4 | 0.9881 | 0 | 0.022222 | 0 | 12 | 20% | 0 | 0 | 0 | 0 | 0.02 | 0 | 0
| 3919 | 0.022222 | 3.228 | 26 | 28.5 | 25.1141 | 30.125 | 0.98206 | 0.49327 | -0.47105 | 0 | 12 | 20% | 0 | 0 | 0 | 0 | 0 | 0 | 0
| 3920 | 0.66667 | 3.228 | 133 | 29.7 | 128.4681 | 38.0125 | 0.95446 | 2.4523 | -1.7857 | 0 | 12.4469 | 20.74% | 1 | 1 | 0.8 | 0 | 0 | 0 | 0
| 3921 | 0.77778 | 3.228 | 278 | 30.8 | 268.5274 | 48.175 | 0.91889 | 4.9349 | -4.1572 | 0 | 14.1409 | 23.57% | 1 | 0 | 0 | 0 | 0 | 0 | 0
| 3922 | 1.0444 | 3.228 | 433 | 32 | 418.2459 | 59.0625 | 0.88078 | 7.3677 | -6.3232 | 0 | 18.0847 | 30.14% | 1 | 0 | 0 | 0 | 0 | 0 | 0
| 3923 | 1.0444 | 3.228 | 526 | 32.4 | 508.077 | 65.275 | 0.85904 | 8.7291 | -7.6847 | 0 | 24.0835 | 40.14% | 1 | 0 | 0 | 0 | 0 | 0 | 0
| 3924 | 1.6 | 3.228 | 581 | 32.8 | 561.2029 | 69.1125 | 0.84561 | 9.4911 | -7.8911 | 0 | 31.3738 | 52.29% | 1 | 0 | 0 | 0 | 0 | 0 | 0
| 3925 | 1.3778 | 3.228 | 594 | 33.2 | 573.7599 | 70.325 | 0.84136 | 9.6548 | -8.277 | 0 | 38.86 | 64.77% | 1 | 0 | 0 | 0 | 0 | 0 | 0
| 3926 | 1.1111 | 3.228 | 563 | 33 | 543.8162 | 68.1875 | 0.84884 | 9.2323 | -8.1212 | 0 | 46.7123 | 77.85% | 1 | 0 | 0 | 0 | 0 | 0 | 0
| 3927 | 1.1111 | 3.228 | 491 | 33 | 474.2696 | 63.6875 | 0.86459 | 8.201 | -7.0899 | 0 | 54.4167 | 90.69% | 1 | 0 | 0 | 1.2 | 0 | 0 | 0
| 3928 | 1 | 3.228 | 384 | 33.1 | 370.9155 | 57.1 | 0.88765 | 6.5849 | -5.5849 | 0 | 60 | 100% | 1 | 0 | 0 | 5.58 | 0 | 0 | 0
| 3929 | 0.44444 | 3.228 | 225 | 32.2 | 217.3333 | 46.2625 | 0.92558 | 4.0232 | -3.5787 | 0 | 60 | 100% | 0 | 0 | 0 | 3.58 | 0 | 0 | 0
| 3930 | 0.44444 | 3.228 | 86 | 31.2 | 83.0696 | 36.575 | 0.95949 | 1.5941 | -1.1496 | 0 | 60 | 100% | 0 | 0 | 0 | 1.15 | 0 | 0 | 0
| 3931 | 7.7444 | 7.7444 | 7 | 30.3 | 6.7615 | 30.7375 | 0.97992 | 0.13251 | 7.6119 | 11 | 60 | 100% | 0 | 0 | 0 | 0 | 0 | 0 | 0
| 3932 | 8.9667 | 8.9667 | 0 | 30.3 | 0 | 30.3 | 0.98145 | 0 | 8.9667 | 10 | 51.9763 | 86.63% | 0 | 0 | 0 | 0 | 0 | 0 | 0
| 3933 | 8.9667 | 8.9667 | 0 | 30.4 | 0 | 30.4 | 0.9811 | 0 | 8.9667 | 9 | 42.5246 | 70.87% | 0 | 0 | 0 | 0 | 0 | 0 | 0
| 3934 | 8.9667 | 8.9667 | 0 | 30.4 | 0 | 30.4 | 0.9811 | 0 | 8.9667 | 8 | 33.0729 | 55.12% | 0 | 0 | 0 | 0 | 0 | 0 | 0
| 3935 | 7.3 | 7.3 | 0 | 29.8 | 0 | 29.8 | 0.9832 | 0 | 7.3 | 7 | 23.6212 | 39.37% | 0 | 0 | 0 | 0 | 0 | 0 | 0
| 3936 | 1.6889 | 3.228 | 0 | 29.1 | 0 | 29.1 | 0.98565 | 0 | 1.6889 | 6 | 15.9264 | 26.54% | 0 | 0 | 0 | 0 | 0 | 0 | 0
| 3937 | 1.1333 | 3.228 | 0 | 28.5 | 0 | 28.5 | 0.98775 | 0 | 1.1333 | 5 | 14.1461 | 23.58% | 0 | 0 | 0 | 0 | 0 | 0 | 0
| 3938 | 1.1333 | 3.228 | 0 | 27.9 | 0 | 27.9 | 0.98985 | 0 | 1.1333 | 4 | 12.9515 | 21.59% | 0 | 0 | 0 | 0 | 0.23 | 0 | 0
| 3939 | 0.022222 | 3.228 | 0 | 27.4 | 0 | 27.4 | 0.9916 | 0 | 0.022222 | 3 | 12 | 20% | 0 | 0 | 0 | 0 | 0.02 | 0 | 0
| 3940 | 0.022222 | 3.228 | 0 | 26.8 | 0 | 26.8 | 0.9937 | 0 | 0.022222 | 2 | 12 | 20% | 0 | 0 | 0 | 0 | 0.02 | 0 | 0
| 3941 | 0.022222 | 3.228 | 0 | 26.8 | 0 | 26.8 | 0.9937 | 0 | 0.022222 | 1 | 12 | 20% | 0 | 0 | 0 | 0 | 0.02 | 0 | 0
| 3942 | 0.022222 | 3.228 | 0 | 26.8 | 0 | 26.8 | 0.9937 | 0 | 0.022222 | 0 | 12 | 20% | 0 | 0 | 0 | 0 | 0.02 | 0 | 0
| 3943 | 0.022222 | 3.228 | 39 | 26.8 | 37.6711 | 29.2375 | 0.98517 | 0.74225 | -0.72003 | 0 | 12 | 20% | 0 | 0 | 0 | 0 | 0 | 0 | 0
| 3944 | 0.66667 | 3.228 | 167 | 28.4 | 161.3096 | 38.8375 | 0.95157 | 3.0699 | -2.4033 | 0 | 12.6831 | 21.14% | 1 | 1 | 0.8 | 0 | 0 | 0 | 0
| 3945 | 0.77778 | 3.228 | 308 | 30 | 297.5052 | 49.25 | 0.91512 | 5.4451 | -4.6673 | 0 | 14.963 | 24.94% | 1 | 0 | 0 | 0 | 0 | 0 | 0
| 3946 | 1.0444 | 3.228 | 431 | 31.6 | 416.314 | 58.5375 | 0.88262 | 7.3489 | -6.3045 | 0 | 19.3908 | 32.32% | 1 | 0 | 0 | 0 | 0 | 0 | 0
| 3947 | 1.0444 | 3.228 | 525 | 31.9 | 507.1111 | 64.7125 | 0.86101 | 8.7325 | -7.6881 | 0 | 25.3718 | 42.29% | 1 | 0 | 0 | 0 | 0 | 0 | 0
| 3948 | 1.6 | 3.228 | 581 | 32.1 | 561.2029 | 68.4125 | 0.84806 | 9.5186 | -7.9186 | 0 | 32.6653 | 54.44% | 1 | 0 | 0 | 0 | 0 | 0 | 0
| 3949 | 1.3778 | 3.228 | 594 | 32.4 | 573.7599 | 69.525 | 0.84416 | 9.6869 | -8.3092 | 0 | 40.1776 | 66.96% | 1 | 0 | 0 | 0 | 0 | 0 | 0
| 3950 | 1.1111 | 3.228 | 614 | 32.6 | 593.0785 | 70.975 | 0.83909 | 9.9529 | -8.8418 | 0 | 48.0604 | 80.1% | 1 | 0 | 0 | 0 | 0 | 0 | 0
| 3951 | 1.1111 | 3.228 | 577 | 32.9 | 557.3392 | 68.9625 | 0.84613 | 9.4316 | -8.3205 | 0 | 56.4484 | 94.08% | 1 | 0 | 0 | 4.58 | 0 | 0 | 0
| 3952 | 1 | 3.228 | 479 | 33.1 | 462.6785 | 63.0375 | 0.86687 | 8.0216 | -7.0216 | 0 | 60 | 100% | 1 | 0 | 0 | 7.02 | 0 | 0 | 0
| 3953 | 0.44444 | 3.228 | 312 | 32.4 | 301.3689 | 51.9 | 0.90585 | 5.4599 | -5.0155 | 0 | 60 | 100% | 0 | 0 | 0 | 5.02 | 0 | 0 | 0
| 3954 | 0.44444 | 3.228 | 136 | 31.7 | 131.3659 | 40.2 | 0.9468 | 2.4875 | -2.0431 | 0 | 60 | 100% | 0 | 0 | 0 | 2.04 | 0 | 0 | 0
| 3955 | 7.7444 | 7.7444 | 14 | 31 | 13.523 | 31.875 | 0.97594 | 0.26395 | 7.4805 | 11 | 60 | 100% | 0 | 0 | 0 | 0 | 0 | 0 | 0
| 3956 | 8.9667 | 8.9667 | 0 | 29.5 | 0 | 29.5 | 0.98425 | 0 | 8.9667 | 10 | 52.1149 | 86.86% | 0 | 0 | 0 | 0 | 0 | 0 | 0
| 3957 | 8.9667 | 8.9667 | 0 | 28 | 0 | 28 | 0.9895 | 0 | 8.9667 | 9 | 42.6632 | 71.11% | 0 | 0 | 0 | 0 | 0 | 0 | 0
| 3958 | 8.9667 | 8.9667 | 0 | 26.5 | 0 | 26.5 | 0.99475 | 0 | 8.9667 | 8 | 33.2115 | 55.35% | 0 | 0 | 0 | 0 | 0 | 0 | 0
| 3959 | 7.3 | 7.3 | 0 | 26.5 | 0 | 26.5 | 0.99475 | 0 | 7.3 | 7 | 23.7598 | 39.6% | 0 | 0 | 0 | 0 | 0 | 0 | 0
| 3960 | 1.6889 | 3.228 | 0 | 26.4 | 0 | 26.4 | 0.9951 | 0 | 1.6889 | 6 | 16.0649 | 26.77% | 0 | 0 | 0 | 0 | 0 | 0 | 0
| 3961 | 1.1333 | 3.228 | 0 | 26.4 | 0 | 26.4 | 0.9951 | 0 | 1.1333 | 5 | 14.2847 | 23.81% | 0 | 0 | 0 | 0 | 0 | 0 | 0
| 3962 | 1.1333 | 3.228 | 0 | 26.1 | 0 | 26.1 | 0.99615 | 0 | 1.1333 | 4 | 13.09 | 21.82% | 0 | 0 | 0 | 0 | 0.1 | 0 | 0
| 3963 | 0.022222 | 3.228 | 0 | 25.7 | 0 | 25.7 | 0.99755 | 0 | 0.022222 | 3 | 12 | 20% | 0 | 0 | 0 | 0 | 0.02 | 0 | 0
| 3964 | 0.022222 | 3.228 | 0 | 25.4 | 0 | 25.4 | 0.9986 | 0 | 0.022222 | 2 | 12 | 20% | 0 | 0 | 0 | 0 | 0.02 | 0 | 0
| 3965 | 0.022222 | 3.228 | 0 | 25.9 | 0 | 25.9 | 0.99685 | 0 | 0.022222 | 1 | 12 | 20% | 0 | 0 | 0 | 0 | 0.02 | 0 | 0
| 3966 | 0.022222 | 3.228 | 0 | 26.3 | 0 | 26.3 | 0.99545 | 0 | 0.022222 | 0 | 12 | 20% | 0 | 0 | 0 | 0 | 0.02 | 0 | 0
| 3967 | 0.022222 | 3.228 | 55 | 26.8 | 53.1259 | 30.2375 | 0.98167 | 1.043 | -1.0208 | 0 | 12 | 20% | 0 | 0 | 0 | 0 | 0 | 0 | 0
| 3968 | 0.66667 | 3.228 | 219 | 28.3 | 211.5378 | 41.9875 | 0.94054 | 3.9792 | -3.3125 | 0 | 12.9684 | 21.61% | 1 | 1 | 0.8 | 0 | 0 | 0 | 0
| 3969 | 0.77778 | 3.228 | 360 | 29.7 | 347.7333 | 52.2 | 0.9048 | 6.2926 | -5.5148 | 0 | 16.111 | 26.85% | 1 | 0 | 0 | 0 | 0 | 0 | 0
| 3970 | 1.0444 | 3.228 | 431 | 31.2 | 416.314 | 58.1375 | 0.88402 | 7.3606 | -6.3161 | 0 | 21.3428 | 35.57% | 1 | 0 | 0 | 0 | 0 | 0 | 0
| 3971 | 1.0444 | 3.228 | 524 | 31.2 | 506.1451 | 63.95 | 0.86367 | 8.7429 | -7.6985 | 0 | 27.3348 | 45.56% | 1 | 0 | 0 | 0 | 0 | 0 | 0
| 3972 | 1.6 | 3.228 | 579 | 31.2 | 559.2711 | 67.3875 | 0.85164 | 9.526 | -7.926 | 0 | 34.6382 | 57.73% | 1 | 0 | 0 | 0 | 0 | 0 | 0
| 3973 | 1.3778 | 3.228 | 591 | 31.2 | 570.8622 | 68.1375 | 0.84902 | 9.6935 | -8.3157 | 0 | 42.1575 | 70.26% | 1 | 0 | 0 | 0 | 0 | 0 | 0
| 3974 | 1.1111 | 3.228 | 613 | 32 | 592.1125 | 70.3125 | 0.84141 | 9.9641 | -8.853 | 0 | 50.0464 | 83.41% | 1 | 0 | 0 | 0 | 0 | 0 | 0
| 3975 | 1.1111 | 3.228 | 576 | 32.8 | 556.3733 | 68.8 | 0.8467 | 9.4216 | -8.3105 | 0 | 58.4451 | 97.41% | 1 | 0 | 0 | 6.67 | 0 | 0 | 0
| 3976 | 1 | 3.228 | 480 | 33.6 | 463.6444 | 63.6 | 0.8649 | 8.0201 | -7.0201 | 0 | 60 | 100% | 1 | 0 | 0 | 7.02 | 0 | 0 | 0
| 3977 | 0.44444 | 3.228 | 313 | 32.9 | 302.3348 | 52.4625 | 0.90388 | 5.4655 | -5.0211 | 0 | 60 | 100% | 0 | 0 | 0 | 5.02 | 0 | 0 | 0
| 3978 | 0.44444 | 3.228 | 136 | 32.1 | 131.3659 | 40.6 | 0.9454 | 2.4839 | -2.0394 | 0 | 60 | 100% | 0 | 0 | 0 | 2.04 | 0 | 0 | 0
| 3979 | 7.7444 | 7.7444 | 14 | 31.4 | 13.523 | 32.275 | 0.97454 | 0.26357 | 7.4809 | 11 | 60 | 100% | 0 | 0 | 0 | 0 | 0 | 0 | 0
| 3980 | 8.9667 | 8.9667 | 0 | 30.9 | 0 | 30.9 | 0.97935 | 0 | 8.9667 | 10 | 52.1145 | 86.86% | 0 | 0 | 0 | 0 | 0 | 0 | 0
| 3981 | 8.9667 | 8.9667 | 0 | 30.5 | 0 | 30.5 | 0.98075 | 0 | 8.9667 | 9 | 42.6628 | 71.1% | 0 | 0 | 0 | 0 | 0 | 0 | 0
| 3982 | 8.9667 | 8.9667 | 0 | 30 | 0 | 30 | 0.9825 | 0 | 8.9667 | 8 | 33.2111 | 55.35% | 0 | 0 | 0 | 0 | 0 | 0 | 0
| 3983 | 7.3 | 7.3 | 0 | 29.7 | 0 | 29.7 | 0.98355 | 0 | 7.3 | 7 | 23.7594 | 39.6% | 0 | 0 | 0 | 0 | 0 | 0 | 0
| 3984 | 1.6889 | 3.228 | 0 | 29.5 | 0 | 29.5 | 0.98425 | 0 | 1.6889 | 6 | 16.0645 | 26.77% | 0 | 0 | 0 | 0 | 0 | 0 | 0
| 3985 | 1.1333 | 3.228 | 0 | 29.2 | 0 | 29.2 | 0.9853 | 0 | 1.1333 | 5 | 14.2843 | 23.81% | 0 | 0 | 0 | 0 | 0 | 0 | 0
| 3986 | 1.1333 | 3.228 | 0 | 28.9 | 0 | 28.9 | 0.98635 | 0 | 1.1333 | 4 | 13.0896 | 21.82% | 0 | 0 | 0 | 0 | 0.1 | 0 | 0
| 3987 | 0.022222 | 3.228 | 0 | 28.6 | 0 | 28.6 | 0.9874 | 0 | 0.022222 | 3 | 12 | 20% | 0 | 0 | 0 | 0 | 0.02 | 0 | 0
| 3988 | 0.022222 | 3.228 | 0 | 28.3 | 0 | 28.3 | 0.98845 | 0 | 0.022222 | 2 | 12 | 20% | 0 | 0 | 0 | 0 | 0.02 | 0 | 0
| 3989 | 0.022222 | 3.228 | 0 | 28.5 | 0 | 28.5 | 0.98775 | 0 | 0.022222 | 1 | 12 | 20% | 0 | 0 | 0 | 0 | 0.02 | 0 | 0
| 3990 | 0.022222 | 3.228 | 0 | 28.6 | 0 | 28.6 | 0.9874 | 0 | 0.022222 | 0 | 12 | 20% | 0 | 0 | 0 | 0 | 0.02 | 0 | 0
| 3991 | 0.022222 | 3.228 | 48 | 28.8 | 46.3644 | 31.8 | 0.9762 | 0.90522 | -0.883 | 0 | 12 | 20% | 0 | 0 | 0 | 0 | 0 | 0 | 0
| 3992 | 0.66667 | 3.228 | 195 | 29.8 | 188.3555 | 41.9875 | 0.94054 | 3.5431 | -2.8765 | 0 | 12.8377 | 21.4% | 1 | 1 | 0.8 | 0 | 0 | 0 | 0
| 3993 | 0.77778 | 3.228 | 335 | 30.9 | 323.5852 | 51.8375 | 0.90607 | 5.8638 | -5.086 | 0 | 15.5665 | 25.94% | 1 | 0 | 0 | 0 | 0 | 0 | 0
| 3994 | 1.0444 | 3.228 | 432 | 31.9 | 417.28 | 58.9 | 0.88135 | 7.3554 | -6.3109 | 0 | 20.3916 | 33.99% | 1 | 0 | 0 | 0 | 0 | 0 | 0
| 3995 | 1.0444 | 3.228 | 526 | 32.8 | 508.077 | 65.675 | 0.85764 | 8.7149 | -7.6705 | 0 | 26.3787 | 43.96% | 1 | 0 | 0 | 0 | 0 | 0 | 0
| 3996 | 1.6 | 3.228 | 582 | 33.6 | 562.1688 | 69.975 | 0.84259 | 9.4735 | -7.8735 | 0 | 33.6555 | 56.09% | 1 | 0 | 0 | 0 | 0 | 0 | 0
| 3997 | 1.3778 | 3.228 | 595 | 34.5 | 574.7259 | 71.6875 | 0.83659 | 9.6162 | -8.2385 | 0 | 41.125 | 68.54% | 1 | 0 | 0 | 0 | 0 | 0 | 0
| 3998 | 1.1111 | 3.228 | 564 | 35 | 544.7822 | 70.25 | 0.84162 | 9.17 | -8.0589 | 0 | 48.9407 | 81.57% | 1 | 0 | 0 | 0 | 0 | 0 | 0
| 3999 | 1.1111 | 3.228 | 493 | 35.5 | 476.2014 | 66.3125 | 0.85541 | 8.1469 | -7.0358 | 0 | 56.5861 | 94.31% | 1 | 0 | 0 | 3.44 | 0 | 0 | 0
| 4000 | 1 | 3.228 | 385 | 36 | 371.8814 | 60.0625 | 0.87728 | 6.5249 | -5.5249 | 0 | 60 | 100% | 1 | 0 | 0 | 5.52 | 0 | 0 | 0
| 4001 | 0.44444 | 3.228 | 275 | 34.7 | 265.6296 | 51.8875 | 0.90589 | 4.8126 | -4.3682 | 0 | 60 | 100% | 0 | 0 | 0 | 4.37 | 0 | 0 | 0
| 4002 | 0.44444 | 3.228 | 129 | 33.5 | 124.6044 | 41.5625 | 0.94203 | 2.3476 | -1.9032 | 0 | 60 | 100% | 0 | 0 | 0 | 1.9 | 0 | 0 | 0
| 4003 | 7.7444 | 7.7444 | 14 | 32.2 | 13.523 | 33.075 | 0.97174 | 0.26282 | 7.4816 | 11 | 60 | 100% | 0 | 0 | 0 | 0 | 0 | 0 | 0
| 4004 | 8.9667 | 8.9667 | 0 | 31.7 | 0 | 31.7 | 0.97655 | 0 | 8.9667 | 10 | 52.1137 | 86.86% | 0 | 0 | 0 | 0 | 0 | 0 | 0
| 4005 | 8.9667 | 8.9667 | 0 | 31.3 | 0 | 31.3 | 0.97795 | 0 | 8.9667 | 9 | 42.662 | 71.1% | 0 | 0 | 0 | 0 | 0 | 0 | 0
| 4006 | 8.9667 | 8.9667 | 0 | 30.8 | 0 | 30.8 | 0.9797 | 0 | 8.9667 | 8 | 33.2103 | 55.35% | 0 | 0 | 0 | 0 | 0 | 0 | 0
| 4007 | 7.3 | 7.3 | 0 | 30.7 | 0 | 30.7 | 0.98005 | 0 | 7.3 | 7 | 23.7586 | 39.6% | 0 | 0 | 0 | 0 | 0 | 0 | 0
| 4008 | 1.6889 | 3.228 | 0 | 30.5 | 0 | 30.5 | 0.98075 | 0 | 1.6889 | 6 | 16.0637 | 26.77% | 0 | 0 | 0 | 0 | 0 | 0 | 0
| 4009 | 1.1333 | 3.228 | 0 | 30.4 | 0 | 30.4 | 0.9811 | 0 | 1.1333 | 5 | 14.2835 | 23.81% | 0 | 0 | 0 | 0 | 0 | 0 | 0
| 4010 | 1.1333 | 3.228 | 0 | 29.8 | 0 | 29.8 | 0.9832 | 0 | 1.1333 | 4 | 13.0888 | 21.81% | 0 | 0 | 0 | 0 | 0.1 | 0 | 0
| 4011 | 0.022222 | 3.228 | 0 | 29.1 | 0 | 29.1 | 0.98565 | 0 | 0.022222 | 3 | 12 | 20% | 0 | 0 | 0 | 0 | 0.02 | 0 | 0
| 4012 | 0.022222 | 3.228 | 0 | 28.5 | 0 | 28.5 | 0.98775 | 0 | 0.022222 | 2 | 12 | 20% | 0 | 0 | 0 | 0 | 0.02 | 0 | 0
| 4013 | 0.022222 | 3.228 | 0 | 28.6 | 0 | 28.6 | 0.9874 | 0 | 0.022222 | 1 | 12 | 20% | 0 | 0 | 0 | 0 | 0.02 | 0 | 0
| 4014 | 0.022222 | 3.228 | 0 | 28.6 | 0 | 28.6 | 0.9874 | 0 | 0.022222 | 0 | 12 | 20% | 0 | 0 | 0 | 0 | 0.02 | 0 | 0
| 4015 | 0.022222 | 3.228 | 47 | 28.7 | 45.3985 | 31.6375 | 0.97677 | 0.88688 | -0.86465 | 0 | 12 | 20% | 0 | 0 | 0 | 0 | 0 | 0 | 0
| 4016 | 0.66667 | 3.228 | 206 | 29.8 | 198.9807 | 42.675 | 0.93814 | 3.7334 | -3.0668 | 0 | 12.8203 | 21.37% | 1 | 1 | 0.8 | 0 | 0 | 0 | 0
| 4017 | 0.77778 | 3.228 | 383 | 31 | 369.9496 | 54.9375 | 0.89522 | 6.6237 | -5.8459 | 0 | 15.7297 | 26.22% | 1 | 0 | 0 | 0 | 0 | 0 | 0
| 4018 | 1.0444 | 3.228 | 538 | 32.1 | 519.6681 | 65.725 | 0.85746 | 8.9119 | -7.8675 | 0 | 21.2756 | 35.46% | 1 | 0 | 0 | 0 | 0 | 0 | 0
| 4019 | 1.0444 | 3.228 | 722 | 32.7 | 697.3984 | 77.825 | 0.81511 | 11.3692 | -10.3247 | 0 | 28.7394 | 47.9% | 1 | 0 | 0 | 0 | 0 | 0 | 0
| 4020 | 1.6 | 3.228 | 856 | 33.4 | 826.8325 | 86.9 | 0.78335 | 12.954 | -11.354 | 0 | 38.5342 | 64.22% | 1 | 0 | 0 | 0.59 | 0 | 0 | 0
| 4021 | 1.3778 | 3.228 | 921 | 34 | 889.6177 | 91.5625 | 0.76703 | 13.6473 | -12.2695 | 0 | 48.7421 | 81.24% | 1 | 0 | 0 | 1.51 | 0 | 0 | 0
| 4022 | 1.1111 | 3.228 | 843 | 34 | 814.2755 | 86.6875 | 0.78409 | 12.7694 | -11.6583 | 0 | 58.9499 | 98.25% | 1 | 0 | 0 | 10.55 | 0 | 0 | 0
| 4023 | 1.1111 | 3.228 | 702 | 34.1 | 678.0799 | 77.975 | 0.81459 | 11.0471 | -9.936 | 0 | 60 | 100% | 1 | 0 | 0 | 9.94 | 0 | 0 | 0
| 4024 | 1 | 3.228 | 518 | 34.1 | 500.3496 | 66.475 | 0.85484 | 8.5544 | -7.5544 | 0 | 60 | 100% | 0 | 0 | 0 | 7.55 | 0 | 0 | 0
| 4025 | 0.44444 | 3.228 | 314 | 34.1 | 303.3007 | 53.725 | 0.89946 | 5.4562 | -5.0117 | 0 | 60 | 100% | 0 | 0 | 0 | 5.01 | 0 | 0 | 0
| 4026 | 0.44444 | 3.228 | 125 | 34.2 | 120.7407 | 42.0125 | 0.94046 | 2.271 | -1.8266 | 0 | 60 | 100% | 0 | 0 | 0 | 1.83 | 0 | 0 | 0
| 4027 | 7.7444 | 7.7444 | 11 | 34.2 | 10.6252 | 34.8875 | 0.96539 | 0.20515 | 7.5393 | 11 | 60 | 100% | 0 | 0 | 0 | 0 | 0 | 0 | 0
| 4028 | 8.9667 | 8.9667 | 0 | 32.9 | 0 | 32.9 | 0.97235 | 0 | 8.9667 | 10 | 52.0529 | 86.75% | 0 | 0 | 0 | 0 | 0 | 0 | 0
| 4029 | 8.9667 | 8.9667 | 0 | 31.6 | 0 | 31.6 | 0.9769 | 0 | 8.9667 | 9 | 42.6012 | 71% | 0 | 0 | 0 | 0 | 0 | 0 | 0
| 4030 | 8.9667 | 8.9667 | 0 | 30.3 | 0 | 30.3 | 0.98145 | 0 | 8.9667 | 8 | 33.1495 | 55.25% | 0 | 0 | 0 | 0 | 0 | 0 | 0
| 4031 | 7.3 | 7.3 | 0 | 29.6 | 0 | 29.6 | 0.9839 | 0 | 7.3 | 7 | 23.6978 | 39.5% | 0 | 0 | 0 | 0 | 0 | 0 | 0
| 4032 | 1.6889 | 3.228 | 0 | 28.9 | 0 | 28.9 | 0.98635 | 0 | 1.6889 | 6 | 16.0029 | 26.67% | 0 | 0 | 0 | 0 | 0 | 0 | 0
| 4033 | 1.1333 | 3.228 | 0 | 28.2 | 0 | 28.2 | 0.9888 | 0 | 1.1333 | 5 | 14.2227 | 23.7% | 0 | 0 | 0 | 0 | 0 | 0 | 0
| 4034 | 1.1333 | 3.228 | 0 | 27.5 | 0 | 27.5 | 0.99125 | 0 | 1.1333 | 4 | 13.028 | 21.71% | 0 | 0 | 0 | 0 | 0.16 | 0 | 0
| 4035 | 0.022222 | 3.228 | 0 | 26.8 | 0 | 26.8 | 0.9937 | 0 | 0.022222 | 3 | 12 | 20% | 0 | 0 | 0 | 0 | 0.02 | 0 | 0
| 4036 | 0.022222 | 3.228 | 0 | 26.1 | 0 | 26.1 | 0.99615 | 0 | 0.022222 | 2 | 12 | 20% | 0 | 0 | 0 | 0 | 0.02 | 0 | 0
| 4037 | 0.022222 | 3.228 | 0 | 26.4 | 0 | 26.4 | 0.9951 | 0 | 0.022222 | 1 | 12 | 20% | 0 | 0 | 0 | 0 | 0.02 | 0 | 0
| 4038 | 0.022222 | 3.228 | 0 | 26.8 | 0 | 26.8 | 0.9937 | 0 | 0.022222 | 0 | 12 | 20% | 0 | 0 | 0 | 0 | 0.02 | 0 | 0
| 4039 | 0.022222 | 3.228 | 37 | 27.1 | 35.7393 | 29.4125 | 0.98456 | 0.70375 | -0.68152 | 0 | 12 | 20% | 0 | 0 | 0 | 0 | 0 | 0 | 0
| 4040 | 0.66667 | 3.228 | 165 | 28.6 | 159.3778 | 38.9125 | 0.95131 | 3.0323 | -2.3657 | 0 | 12.6466 | 21.08% | 1 | 1 | 0.8 | 0 | 0 | 0 | 0
| 4041 | 0.77778 | 3.228 | 306 | 30.2 | 295.5733 | 49.325 | 0.91486 | 5.4082 | -4.6304 | 0 | 14.8908 | 24.82% | 1 | 0 | 0 | 0 | 0 | 0 | 0
| 4042 | 1.0444 | 3.228 | 430 | 31.7 | 415.3481 | 58.575 | 0.88249 | 7.3308 | -6.2863 | 0 | 19.2836 | 32.14% | 1 | 0 | 0 | 0 | 0 | 0 | 0
| 4043 | 1.0444 | 3.228 | 524 | 32.6 | 506.1451 | 65.35 | 0.85878 | 8.6933 | -7.6489 | 0 | 25.2474 | 42.08% | 1 | 0 | 0 | 0 | 0 | 0 | 0
| 4044 | 1.6 | 3.228 | 580 | 33.5 | 560.237 | 69.75 | 0.84337 | 9.4498 | -7.8498 | 0 | 32.5037 | 54.17% | 1 | 0 | 0 | 0 | 0 | 0 | 0
| 4045 | 1.3778 | 3.228 | 593 | 34.4 | 572.794 | 71.4625 | 0.83738 | 9.5929 | -8.2152 | 0 | 39.9507 | 66.58% | 1 | 0 | 0 | 0 | 0 | 0 | 0
| 4046 | 1.1111 | 3.228 | 563 | 34.5 | 543.8162 | 69.6875 | 0.84359 | 9.1752 | -8.0641 | 0 | 47.7443 | 79.57% | 1 | 0 | 0 | 0 | 0 | 0 | 0
| 4047 | 1.1111 | 3.228 | 492 | 34.5 | 475.2355 | 65.25 | 0.85913 | 8.1657 | -7.0546 | 0 | 55.3945 | 92.32% | 1 | 0 | 0 | 2.2 | 0 | 0 | 0
| 4048 | 1 | 3.228 | 385 | 34.6 | 371.8814 | 58.6625 | 0.88218 | 6.5613 | -5.5613 | 0 | 60 | 100% | 1 | 0 | 0 | 5.56 | 0 | 0 | 0
| 4049 | 0.44444 | 3.228 | 227 | 32.1 | 219.2652 | 46.2875 | 0.92549 | 4.0586 | -3.6141 | 0 | 60 | 100% | 0 | 0 | 0 | 3.61 | 0 | 0 | 0
| 4050 | 0.44444 | 3.228 | 88 | 29.7 | 85.0015 | 35.2 | 0.9643 | 1.6393 | -1.1949 | 0 | 60 | 100% | 0 | 0 | 0 | 1.19 | 0 | 0 | 0
| 4051 | 7.7444 | 7.7444 | 8 | 27.2 | 7.7274 | 27.7 | 0.99055 | 0.15309 | 7.5914 | 11 | 60 | 100% | 0 | 0 | 0 | 0 | 0 | 0 | 0
| 4052 | 8.9667 | 8.9667 | 0 | 27 | 0 | 27 | 0.993 | 0 | 8.9667 | 10 | 51.998 | 86.66% | 0 | 0 | 0 | 0 | 0 | 0 | 0
| 4053 | 8.9667 | 8.9667 | 0 | 26.9 | 0 | 26.9 | 0.99335 | 0 | 8.9667 | 9 | 42.5463 | 70.91% | 0 | 0 | 0 | 0 | 0 | 0 | 0
| 4054 | 8.9667 | 8.9667 | 0 | 26.7 | 0 | 26.7 | 0.99405 | 0 | 8.9667 | 8 | 33.0946 | 55.16% | 0 | 0 | 0 | 0 | 0 | 0 | 0
| 4055 | 7.3 | 7.3 | 0 | 26.5 | 0 | 26.5 | 0.99475 | 0 | 7.3 | 7 | 23.6429 | 39.4% | 0 | 0 | 0 | 0 | 0 | 0 | 0
| 4056 | 1.6889 | 3.228 | 0 | 26.3 | 0 | 26.3 | 0.99545 | 0 | 1.6889 | 6 | 15.948 | 26.58% | 0 | 0 | 0 | 0 | 0 | 0 | 0
| 4057 | 1.1333 | 3.228 | 0 | 26.1 | 0 | 26.1 | 0.99615 | 0 | 1.1333 | 5 | 14.1678 | 23.61% | 0 | 0 | 0 | 0 | 0 | 0 | 0
| 4058 | 1.1333 | 3.228 | 0 | 26.1 | 0 | 26.1 | 0.99615 | 0 | 1.1333 | 4 | 12.9732 | 21.62% | 0 | 0 | 0 | 0 | 0.21 | 0 | 0
| 4059 | 0.022222 | 3.228 | 0 | 26.1 | 0 | 26.1 | 0.99615 | 0 | 0.022222 | 3 | 12 | 20% | 0 | 0 | 0 | 0 | 0.02 | 0 | 0
| 4060 | 0.022222 | 3.228 | 0 | 26.1 | 0 | 26.1 | 0.99615 | 0 | 0.022222 | 2 | 12 | 20% | 0 | 0 | 0 | 0 | 0.02 | 0 | 0
| 4061 | 0.022222 | 3.228 | 0 | 26.1 | 0 | 26.1 | 0.99615 | 0 | 0.022222 | 1 | 12 | 20% | 0 | 0 | 0 | 0 | 0.02 | 0 | 0
| 4062 | 0.022222 | 3.228 | 0 | 26.2 | 0 | 26.2 | 0.9958 | 0 | 0.022222 | 0 | 12 | 20% | 0 | 0 | 0 | 0 | 0.02 | 0 | 0
| 4063 | 0.022222 | 3.228 | 25 | 26.2 | 24.1481 | 27.7625 | 0.99033 | 0.47829 | -0.45607 | 0 | 12 | 20% | 0 | 0 | 0 | 0 | 0 | 0 | 0
| 4064 | 0.66667 | 3.228 | 130 | 27.4 | 125.5704 | 35.525 | 0.96316 | 2.4189 | -1.7522 | 0 | 12.4327 | 20.72% | 1 | 1 | 0.8 | 0 | 0 | 0 | 0
| 4065 | 0.77778 | 3.228 | 274 | 28.5 | 264.6637 | 45.625 | 0.92781 | 4.9112 | -4.1334 | 0 | 14.095 | 23.49% | 1 | 0 | 0 | 0 | 0 | 0 | 0
| 4066 | 1.0444 | 3.228 | 428 | 29.7 | 413.4163 | 56.45 | 0.88992 | 7.3582 | -6.3137 | 0 | 18.0163 | 30.03% | 1 | 0 | 0 | 0 | 0 | 0 | 0
| 4067 | 1.0444 | 3.228 | 522 | 30 | 504.2133 | 62.625 | 0.86831 | 8.7563 | -7.7118 | 0 | 24.006 | 40.01% | 1 | 0 | 0 | 0 | 0 | 0 | 0
| 4068 | 1.6 | 3.228 | 577 | 30.4 | 557.3392 | 66.4625 | 0.85488 | 9.5292 | -7.9292 | 0 | 31.3221 | 52.2% | 1 | 0 | 0 | 0 | 0 | 0 | 0
| 4069 | 1.3778 | 3.228 | 591 | 30.7 | 570.8622 | 67.6375 | 0.85077 | 9.7134 | -8.3357 | 0 | 38.8444 | 64.74% | 1 | 0 | 0 | 0 | 0 | 0 | 0
| 4070 | 1.1111 | 3.228 | 506 | 29.3 | 488.7585 | 60.925 | 0.87426 | 8.5461 | -7.435 | 0 | 46.7523 | 77.92% | 1 | 0 | 0 | 0 | 0 | 0 | 0
| 4071 | 1.1111 | 3.228 | 389 | 27.9 | 375.7451 | 52.2125 | 0.90476 | 6.7992 | -5.688 | 0 | 53.8057 | 89.68% | 1 | 0 | 0 | 0 | 0 | 0 | 0
| 4072 | 1 | 3.228 | 260 | 26.5 | 251.1407 | 42.75 | 0.93788 | 4.7108 | -3.7108 | 0 | 59.2018 | 98.67% | 1 | 0 | 0 | 2.87 | 0 | 0 | 0
| 4073 | 0.44444 | 3.228 | 170 | 26.6 | 164.2074 | 37.225 | 0.95721 | 3.1436 | -2.6992 | 0 | 60 | 100% | 1 | 0 | 0 | 2.7 | 0 | 0 | 0
| 4074 | 0.44444 | 3.228 | 75 | 26.8 | 72.4444 | 31.4875 | 0.97729 | 1.416 | -0.97155 | 0 | 60 | 100% | 0 | 0 | 0 | 0.97 | 0 | 0 | 0
| 4075 | 7.7444 | 7.7444 | 8 | 26.9 | 7.7274 | 27.4 | 0.9916 | 0.15325 | 7.5912 | 11 | 60 | 100% | 0 | 0 | 0 | 0 | 0 | 0 | 0
| 4076 | 8.9667 | 8.9667 | 0 | 26.6 | 0 | 26.6 | 0.9944 | 0 | 8.9667 | 10 | 51.9982 | 86.66% | 0 | 0 | 0 | 0 | 0 | 0 | 0
| 4077 | 8.9667 | 8.9667 | 0 | 26.4 | 0 | 26.4 | 0.9951 | 0 | 8.9667 | 9 | 42.5465 | 70.91% | 0 | 0 | 0 | 0 | 0 | 0 | 0
| 4078 | 8.9667 | 8.9667 | 0 | 26.1 | 0 | 26.1 | 0.99615 | 0 | 8.9667 | 8 | 33.0948 | 55.16% | 0 | 0 | 0 | 0 | 0 | 0 | 0
| 4079 | 7.3 | 7.3 | 0 | 26.2 | 0 | 26.2 | 0.9958 | 0 | 7.3 | 7 | 23.6431 | 39.41% | 0 | 0 | 0 | 0 | 0 | 0 | 0
| 4080 | 1.6889 | 3.228 | 0 | 26.4 | 0 | 26.4 | 0.9951 | 0 | 1.6889 | 6 | 15.9482 | 26.58% | 0 | 0 | 0 | 0 | 0 | 0 | 0
| 4081 | 1.1333 | 3.228 | 0 | 26.5 | 0 | 26.5 | 0.99475 | 0 | 1.1333 | 5 | 14.168 | 23.61% | 0 | 0 | 0 | 0 | 0 | 0 | 0
| 4082 | 1.1333 | 3.228 | 0 | 26.4 | 0 | 26.4 | 0.9951 | 0 | 1.1333 | 4 | 12.9733 | 21.62% | 0 | 0 | 0 | 0 | 0.21 | 0 | 0
| 4083 | 0.022222 | 3.228 | 0 | 26.4 | 0 | 26.4 | 0.9951 | 0 | 0.022222 | 3 | 12 | 20% | 0 | 0 | 0 | 0 | 0.02 | 0 | 0
| 4084 | 0.022222 | 3.228 | 0 | 26.3 | 0 | 26.3 | 0.99545 | 0 | 0.022222 | 2 | 12 | 20% | 0 | 0 | 0 | 0 | 0.02 | 0 | 0
| 4085 | 0.022222 | 3.228 | 0 | 26.3 | 0 | 26.3 | 0.99545 | 0 | 0.022222 | 1 | 12 | 20% | 0 | 0 | 0 | 0 | 0.02 | 0 | 0
| 4086 | 0.022222 | 3.228 | 0 | 26.3 | 0 | 26.3 | 0.99545 | 0 | 0.022222 | 0 | 12 | 20% | 0 | 0 | 0 | 0 | 0.02 | 0 | 0
| 4087 | 0.022222 | 3.228 | 25 | 26.3 | 24.1481 | 27.8625 | 0.98998 | 0.47812 | -0.4559 | 0 | 12 | 20% | 0 | 0 | 0 | 0 | 0 | 0 | 0
| 4088 | 0.66667 | 3.228 | 110 | 26.8 | 106.2518 | 33.675 | 0.96964 | 2.0605 | -1.3938 | 0 | 12.4325 | 20.72% | 1 | 1 | 0.8 | 0 | 0 | 0 | 0
| 4089 | 0.77778 | 3.228 | 206 | 27.2 | 198.9807 | 40.075 | 0.94724 | 3.7696 | -2.9919 | 0 | 13.7548 | 22.92% | 1 | 0 | 0 | 0 | 0 | 0 | 0
| 4090 | 1.0444 | 3.228 | 289 | 27.7 | 279.1526 | 45.7625 | 0.92733 | 5.1773 | -4.1329 | 0 | 16.5932 | 27.66% | 1 | 0 | 0 | 0 | 0 | 0 | 0
| 4091 | 1.0444 | 3.228 | 353 | 28.7 | 340.9718 | 50.7625 | 0.90983 | 6.2045 | -5.1601 | 0 | 20.514 | 34.19% | 1 | 0 | 0 | 0 | 0 | 0 | 0
| 4092 | 1.6 | 3.228 | 391 | 29.8 | 377.677 | 54.2375 | 0.89767 | 6.7806 | -5.1806 | 0 | 25.4093 | 42.35% | 1 | 0 | 0 | 0 | 0 | 0 | 0
| 4093 | 1.3778 | 3.228 | 400 | 30.8 | 386.3703 | 55.8 | 0.8922 | 6.8944 | -5.5166 | 0 | 30.324 | 50.54% | 1 | 0 | 0 | 0 | 0 | 0 | 0
| 4094 | 1.1111 | 3.228 | 447 | 30.2 | 431.7688 | 58.1375 | 0.88402 | 7.6338 | -6.5227 | 0 | 35.5575 | 59.26% | 1 | 0 | 0 | 0 | 0 | 0 | 0
| 4095 | 1.1111 | 3.228 | 444 | 29.6 | 428.8711 | 57.35 | 0.88677 | 7.6062 | -6.4951 | 0 | 41.7455 | 69.58% | 1 | 0 | 0 | 0 | 0 | 0 | 0
| 4096 | 1 | 3.228 | 386 | 29 | 372.8474 | 53.125 | 0.90156 | 6.7229 | -5.7229 | 0 | 47.9073 | 79.85% | 1 | 0 | 0 | 0 | 0 | 0 | 0
| 4097 | 0.44444 | 3.228 | 276 | 28.9 | 266.5955 | 46.15 | 0.92597 | 4.9372 | -4.4928 | 0 | 53.3365 | 88.89% | 1 | 0 | 0 | 0 | 0 | 0 | 0
| 4098 | 0.44444 | 3.228 | 131 | 28.7 | 126.5363 | 36.8875 | 0.95839 | 2.4254 | -1.981 | 0 | 57.5988 | 96% | 1 | 0 | 0 | 0 | 0 | 0 | 0
| 4099 | 7.7444 | 7.7444 | 14 | 28.6 | 13.523 | 29.475 | 0.98434 | 0.26622 | 7.4782 | 11 | 59.4781 | 99.13% | 1 | 0 | 0 | 0 | 0 | 0 | 0
| 4100 | 8.9667 | 8.9667 | 0 | 28.3 | 0 | 28.3 | 0.98845 | 0 | 8.9667 | 10 | 51.5954 | 85.99% | 0 | 0 | 0 | 0 | 0 | 0 | 0
| 4101 | 8.9667 | 8.9667 | 0 | 28.1 | 0 | 28.1 | 0.98915 | 0 | 8.9667 | 9 | 42.1437 | 70.24% | 0 | 0 | 0 | 0 | 0 | 0 | 0
| 4102 | 8.9667 | 8.9667 | 0 | 27.8 | 0 | 27.8 | 0.9902 | 0 | 8.9667 | 8 | 32.692 | 54.49% | 0 | 0 | 0 | 0 | 0 | 0 | 0
| 4103 | 7.3 | 7.3 | 0 | 27.5 | 0 | 27.5 | 0.99125 | 0 | 7.3 | 7 | 23.2403 | 38.73% | 0 | 0 | 0 | 0 | 0 | 0 | 0
| 4104 | 1.6889 | 3.228 | 0 | 27.1 | 0 | 27.1 | 0.99265 | 0 | 1.6889 | 6 | 15.5454 | 25.91% | 0 | 0 | 0 | 0 | 0 | 0 | 0
| 4105 | 1.1333 | 3.228 | 0 | 26.8 | 0 | 26.8 | 0.9937 | 0 | 1.1333 | 5 | 13.7651 | 22.94% | 0 | 0 | 0 | 0 | 0 | 0 | 0
| 4106 | 1.1333 | 3.228 | 0 | 26.6 | 0 | 26.6 | 0.9944 | 0 | 1.1333 | 4 | 12.5705 | 20.95% | 0 | 0 | 0 | 0 | 0.59 | 0 | 0
| 4107 | 0.022222 | 3.228 | 0 | 26.3 | 0 | 26.3 | 0.99545 | 0 | 0.022222 | 3 | 12 | 20% | 0 | 0 | 0 | 0 | 0.02 | 0 | 0
| 4108 | 0.022222 | 3.228 | 0 | 26.1 | 0 | 26.1 | 0.99615 | 0 | 0.022222 | 2 | 12 | 20% | 0 | 0 | 0 | 0 | 0.02 | 0 | 0
| 4109 | 0.022222 | 3.228 | 0 | 26.1 | 0 | 26.1 | 0.99615 | 0 | 0.022222 | 1 | 12 | 20% | 0 | 0 | 0 | 0 | 0.02 | 0 | 0
| 4110 | 0.022222 | 3.228 | 0 | 26.2 | 0 | 26.2 | 0.9958 | 0 | 0.022222 | 0 | 12 | 20% | 0 | 0 | 0 | 0 | 0.02 | 0 | 0
| 4111 | 0.022222 | 3.228 | 36 | 26.2 | 34.7733 | 28.45 | 0.98793 | 0.68707 | -0.66485 | 0 | 12 | 20% | 0 | 0 | 0 | 0 | 0 | 0 | 0
| 4112 | 0.66667 | 3.228 | 163 | 27.8 | 157.4459 | 37.9875 | 0.95454 | 3.0058 | -2.3391 | 0 | 12.6307 | 21.05% | 1 | 1 | 0.8 | 0 | 0 | 0 | 0
| 4113 | 0.77778 | 3.228 | 304 | 29.5 | 293.6415 | 48.5 | 0.91775 | 5.3898 | -4.612 | 0 | 14.8498 | 24.75% | 1 | 0 | 0 | 0 | 0 | 0 | 0
| 4114 | 1.0444 | 3.228 | 428 | 31.1 | 413.4163 | 57.85 | 0.88502 | 7.3177 | -6.2732 | 0 | 19.2251 | 32.04% | 1 | 0 | 0 | 0 | 0 | 0 | 0
| 4115 | 1.0444 | 3.228 | 570 | 31.7 | 550.5777 | 67.325 | 0.85186 | 9.3803 | -8.3359 | 0 | 25.1765 | 41.96% | 1 | 0 | 0 | 0 | 0 | 0 | 0
| 4116 | 1.6 | 3.228 | 680 | 32.2 | 656.8296 | 74.7 | 0.82605 | 10.8515 | -9.2515 | 0 | 33.0846 | 55.14% | 1 | 0 | 0 | 0 | 0 | 0 | 0
| 4117 | 1.3778 | 3.228 | 741 | 32.8 | 715.751 | 79.1125 | 0.81061 | 11.6038 | -10.2261 | 0 | 41.8613 | 69.77% | 1 | 0 | 0 | 0 | 0 | 0 | 0
| 4118 | 1.1111 | 3.228 | 663 | 32.8 | 640.4088 | 74.2375 | 0.82767 | 10.6009 | -9.4898 | 0 | 51.5626 | 85.94% | 1 | 0 | 0 | 0.6 | 0 | 0 | 0
| 4119 | 1.1111 | 3.228 | 539 | 32.9 | 520.634 | 66.5875 | 0.85444 | 8.897 | -7.7859 | 0 | 60 | 100% | 1 | 0 | 0 | 7.79 | 0 | 0 | 0
| 4120 | 1 | 3.228 | 388 | 32.9 | 374.7792 | 57.15 | 0.88748 | 6.6521 | -5.6521 | 0 | 60 | 100% | 0 | 0 | 0 | 5.65 | 0 | 0 | 0
| 4121 | 0.44444 | 3.228 | 254 | 32.1 | 245.3452 | 47.975 | 0.91959 | 4.5123 | -4.0679 | 0 | 60 | 100% | 0 | 0 | 0 | 4.07 | 0 | 0 | 0
| 4122 | 0.44444 | 3.228 | 112 | 31.3 | 108.1837 | 38.3 | 0.95345 | 2.063 | -1.6185 | 0 | 60 | 100% | 0 | 0 | 0 | 1.62 | 0 | 0 | 0
| 4123 | 7.7444 | 7.7444 | 12 | 30.5 | 11.5911 | 31.25 | 0.97813 | 0.22675 | 7.5177 | 11 | 60 | 100% | 0 | 0 | 0 | 0 | 0 | 0 | 0
| 4124 | 8.9667 | 8.9667 | 0 | 30 | 0 | 30 | 0.9825 | 0 | 8.9667 | 10 | 52.0757 | 86.79% | 0 | 0 | 0 | 0 | 0 | 0 | 0
| 4125 | 8.9667 | 8.9667 | 0 | 29.5 | 0 | 29.5 | 0.98425 | 0 | 8.9667 | 9 | 42.624 | 71.04% | 0 | 0 | 0 | 0 | 0 | 0 | 0
| 4126 | 8.9667 | 8.9667 | 0 | 29 | 0 | 29 | 0.986 | 0 | 8.9667 | 8 | 33.1723 | 55.29% | 0 | 0 | 0 | 0 | 0 | 0 | 0
| 4127 | 7.3 | 7.3 | 0 | 29.2 | 0 | 29.2 | 0.9853 | 0 | 7.3 | 7 | 23.7206 | 39.53% | 0 | 0 | 0 | 0 | 0 | 0 | 0
| 4128 | 1.6889 | 3.228 | 0 | 29.3 | 0 | 29.3 | 0.98495 | 0 | 1.6889 | 6 | 16.0257 | 26.71% | 0 | 0 | 0 | 0 | 0 | 0 | 0
| 4129 | 1.1333 | 3.228 | 0 | 29.5 | 0 | 29.5 | 0.98425 | 0 | 1.1333 | 5 | 14.2454 | 23.74% | 0 | 0 | 0 | 0 | 0 | 0 | 0
| 4130 | 1.1333 | 3.228 | 0 | 29.1 | 0 | 29.1 | 0.98565 | 0 | 1.1333 | 4 | 13.0508 | 21.75% | 0 | 0 | 0 | 0 | 0.14 | 0 | 0
| 4131 | 0.022222 | 3.228 | 0 | 28.6 | 0 | 28.6 | 0.9874 | 0 | 0.022222 | 3 | 12 | 20% | 0 | 0 | 0 | 0 | 0.02 | 0 | 0
| 4132 | 0.022222 | 3.228 | 0 | 28.2 | 0 | 28.2 | 0.9888 | 0 | 0.022222 | 2 | 12 | 20% | 0 | 0 | 0 | 0 | 0.02 | 0 | 0
| 4133 | 0.022222 | 3.228 | 0 | 28 | 0 | 28 | 0.9895 | 0 | 0.022222 | 1 | 12 | 20% | 0 | 0 | 0 | 0 | 0.02 | 0 | 0
| 4134 | 0.022222 | 3.228 | 0 | 27.9 | 0 | 27.9 | 0.98985 | 0 | 0.022222 | 0 | 12 | 20% | 0 | 0 | 0 | 0 | 0.02 | 0 | 0
| 4135 | 0.022222 | 3.228 | 45 | 27.7 | 43.4667 | 30.5125 | 0.98071 | 0.85256 | -0.83034 | 0 | 12 | 20% | 0 | 0 | 0 | 0 | 0 | 0 | 0
| 4136 | 0.66667 | 3.228 | 233 | 29.1 | 225.0607 | 43.6625 | 0.93468 | 4.2072 | -3.5405 | 0 | 12.7877 | 21.31% | 1 | 1 | 0.8 | 0 | 0 | 0 | 0
| 4137 | 0.77778 | 3.228 | 473 | 30.5 | 456.8829 | 60.0625 | 0.87728 | 8.0163 | -7.2385 | 0 | 16.1466 | 26.91% | 1 | 0 | 0 | 0 | 0 | 0 | 0
| 4138 | 1.0444 | 3.228 | 701 | 31.9 | 677.114 | 75.7125 | 0.82251 | 11.1386 | -10.0942 | 0 | 23.0136 | 38.36% | 1 | 0 | 0 | 0 | 0 | 0 | 0
| 4139 | 1.0444 | 3.228 | 830 | 32.6 | 801.7184 | 84.475 | 0.79184 | 12.6966 | -11.6522 | 0 | 32.5898 | 54.32% | 1 | 0 | 0 | 0.89 | 0 | 0 | 0
| 4140 | 1.6 | 3.228 | 880 | 33.2 | 850.0147 | 88.2 | 0.7788 | 13.2398 | -11.6398 | 0 | 42.7976 | 71.33% | 1 | 0 | 0 | 0.88 | 0 | 0 | 0
| 4141 | 1.3778 | 3.228 | 848 | 33.9 | 819.1051 | 86.9 | 0.78335 | 12.8329 | -11.4551 | 0 | 53.0055 | 88.34% | 1 | 0 | 0 | 4.08 | 0 | 0 | 0
| 4142 | 1.1111 | 3.228 | 741 | 31.1 | 715.751 | 77.4125 | 0.81656 | 11.689 | -10.5779 | 0 | 60 | 100% | 1 | 0 | 0 | 10.58 | 0 | 0 | 0
| 4143 | 1.1111 | 3.228 | 578 | 28.4 | 558.3051 | 64.525 | 0.86166 | 9.6214 | -8.5103 | 0 | 60 | 100% | 0 | 0 | 0 | 8.51 | 0 | 0 | 0
| 4144 | 1 | 3.228 | 386 | 25.6 | 372.8474 | 49.725 | 0.91346 | 6.8116 | -5.8116 | 0 | 60 | 100% | 0 | 0 | 0 | 5.81 | 0 | 0 | 0
| 4145 | 0.44444 | 3.228 | 254 | 26.8 | 245.3452 | 42.675 | 0.93814 | 4.6033 | -4.1589 | 0 | 60 | 100% | 0 | 0 | 0 | 4.16 | 0 | 0 | 0
| 4146 | 0.44444 | 3.228 | 113 | 28.1 | 109.1496 | 35.1625 | 0.96443 | 2.1053 | -1.6609 | 0 | 60 | 100% | 0 | 0 | 0 | 1.66 | 0 | 0 | 0
| 4147 | 7.7444 | 7.7444 | 12 | 29.3 | 11.5911 | 30.05 | 0.98233 | 0.22772 | 7.5167 | 11 | 60 | 100% | 0 | 0 | 0 | 0 | 0 | 0 | 0
| 4148 | 8.9667 | 8.9667 | 0 | 29 | 0 | 29 | 0.986 | 0 | 8.9667 | 10 | 52.0767 | 86.79% | 0 | 0 | 0 | 0 | 0 | 0 | 0
| 4149 | 8.9667 | 8.9667 | 0 | 28.7 | 0 | 28.7 | 0.98705 | 0 | 8.9667 | 9 | 42.625 | 71.04% | 0 | 0 | 0 | 0 | 0 | 0 | 0
| 4150 | 8.9667 | 8.9667 | 0 | 28.4 | 0 | 28.4 | 0.9881 | 0 | 8.9667 | 8 | 33.1733 | 55.29% | 0 | 0 | 0 | 0 | 0 | 0 | 0
| 4151 | 7.3 | 7.3 | 0 | 28.3 | 0 | 28.3 | 0.98845 | 0 | 7.3 | 7 | 23.7216 | 39.54% | 0 | 0 | 0 | 0 | 0 | 0 | 0
| 4152 | 1.6889 | 3.228 | 0 | 28.1 | 0 | 28.1 | 0.98915 | 0 | 1.6889 | 6 | 16.0267 | 26.71% | 0 | 0 | 0 | 0 | 0 | 0 | 0
| 4153 | 1.1333 | 3.228 | 0 | 28 | 0 | 28 | 0.9895 | 0 | 1.1333 | 5 | 14.2465 | 23.74% | 0 | 0 | 0 | 0 | 0 | 0 | 0
| 4154 | 1.1333 | 3.228 | 0 | 27.6 | 0 | 27.6 | 0.9909 | 0 | 1.1333 | 4 | 13.0518 | 21.75% | 0 | 0 | 0 | 0 | 0.14 | 0 | 0
| 4155 | 0.022222 | 3.228 | 0 | 27.1 | 0 | 27.1 | 0.99265 | 0 | 0.022222 | 3 | 12 | 20% | 0 | 0 | 0 | 0 | 0.02 | 0 | 0
| 4156 | 0.022222 | 3.228 | 0 | 26.7 | 0 | 26.7 | 0.99405 | 0 | 0.022222 | 2 | 12 | 20% | 0 | 0 | 0 | 0 | 0.02 | 0 | 0
| 4157 | 0.022222 | 3.228 | 0 | 26.8 | 0 | 26.8 | 0.9937 | 0 | 0.022222 | 1 | 12 | 20% | 0 | 0 | 0 | 0 | 0.02 | 0 | 0
| 4158 | 0.022222 | 3.228 | 0 | 26.8 | 0 | 26.8 | 0.9937 | 0 | 0.022222 | 0 | 12 | 20% | 0 | 0 | 0 | 0 | 0.02 | 0 | 0
| 4159 | 0.022222 | 3.228 | 36 | 26.9 | 34.7733 | 29.15 | 0.98547 | 0.68536 | -0.66314 | 0 | 12 | 20% | 0 | 0 | 0 | 0 | 0 | 0 | 0
| 4160 | 0.66667 | 3.228 | 162 | 28.5 | 156.48 | 38.625 | 0.95231 | 2.9804 | -2.3137 | 0 | 12.6291 | 21.05% | 1 | 1 | 0.8 | 0 | 0 | 0 | 0
| 4161 | 0.77778 | 3.228 | 304 | 30.2 | 293.6415 | 49.2 | 0.9153 | 5.3754 | -4.5976 | 0 | 14.8241 | 24.71% | 1 | 0 | 0 | 0 | 0 | 0 | 0
| 4162 | 1.0444 | 3.228 | 428 | 31.8 | 413.4163 | 58.55 | 0.88257 | 7.2974 | -6.253 | 0 | 19.1858 | 31.98% | 1 | 0 | 0 | 0 | 0 | 0 | 0
| 4163 | 1.0444 | 3.228 | 523 | 32.3 | 505.1792 | 64.9875 | 0.86004 | 8.6895 | -7.6451 | 0 | 25.1179 | 41.86% | 1 | 0 | 0 | 0 | 0 | 0 | 0
| 4164 | 1.6 | 3.228 | 580 | 32.8 | 560.237 | 69.05 | 0.84583 | 9.4772 | -7.8772 | 0 | 32.3706 | 53.95% | 1 | 0 | 0 | 0 | 0 | 0 | 0
| 4165 | 1.3778 | 3.228 | 594 | 33.3 | 573.7599 | 70.425 | 0.84101 | 9.6508 | -8.273 | 0 | 39.8436 | 66.41% | 1 | 0 | 0 | 0 | 0 | 0 | 0
| 4166 | 1.1111 | 3.228 | 564 | 31 | 544.7822 | 66.25 | 0.85562 | 9.3226 | -8.2115 | 0 | 47.6921 | 79.49% | 1 | 0 | 0 | 0 | 0 | 0 | 0
| 4167 | 1.1111 | 3.228 | 492 | 28.6 | 475.2355 | 59.35 | 0.87977 | 8.362 | -7.2509 | 0 | 55.4822 | 92.47% | 1 | 0 | 0 | 2.49 | 0 | 0 | 0
| 4168 | 1 | 3.228 | 386 | 26.3 | 372.8474 | 50.425 | 0.91101 | 6.7934 | -5.7934 | 0 | 60 | 100% | 1 | 0 | 0 | 5.79 | 0 | 0 | 0
| 4169 | 0.44444 | 3.228 | 228 | 26.7 | 220.2311 | 40.95 | 0.94417 | 4.1587 | -3.7143 | 0 | 60 | 100% | 0 | 0 | 0 | 3.71 | 0 | 0 | 0
| 4170 | 0.44444 | 3.228 | 89 | 27.1 | 85.9674 | 32.6625 | 0.97318 | 1.6732 | -1.2288 | 0 | 60 | 100% | 0 | 0 | 0 | 1.23 | 0 | 0 | 0
| 4171 | 7.7444 | 7.7444 | 8 | 27.5 | 7.7274 | 28 | 0.9895 | 0.15293 | 7.5915 | 11 | 60 | 100% | 0 | 0 | 0 | 0 | 0 | 0 | 0
| 4172 | 8.9667 | 8.9667 | 0 | 27.5 | 0 | 27.5 | 0.99125 | 0 | 8.9667 | 10 | 51.9978 | 86.66% | 0 | 0 | 0 | 0 | 0 | 0 | 0
| 4173 | 8.9667 | 8.9667 | 0 | 27.5 | 0 | 27.5 | 0.99125 | 0 | 8.9667 | 9 | 42.5461 | 70.91% | 0 | 0 | 0 | 0 | 0 | 0 | 0
| 4174 | 8.9667 | 8.9667 | 0 | 27.5 | 0 | 27.5 | 0.99125 | 0 | 8.9667 | 8 | 33.0944 | 55.16% | 0 | 0 | 0 | 0 | 0 | 0 | 0
| 4175 | 7.3 | 7.3 | 0 | 27.3 | 0 | 27.3 | 0.99195 | 0 | 7.3 | 7 | 23.6427 | 39.4% | 0 | 0 | 0 | 0 | 0 | 0 | 0
| 4176 | 1.6889 | 3.228 | 0 | 27.2 | 0 | 27.2 | 0.9923 | 0 | 1.6889 | 6 | 15.9479 | 26.58% | 0 | 0 | 0 | 0 | 0 | 0 | 0
| 4177 | 1.1333 | 3.228 | 0 | 27 | 0 | 27 | 0.993 | 0 | 1.1333 | 5 | 14.1676 | 23.61% | 0 | 0 | 0 | 0 | 0 | 0 | 0
| 4178 | 1.1333 | 3.228 | 0 | 26.9 | 0 | 26.9 | 0.99335 | 0 | 1.1333 | 4 | 12.973 | 21.62% | 0 | 0 | 0 | 0 | 0.21 | 0 | 0
| 4179 | 0.022222 | 3.228 | 0 | 26.9 | 0 | 26.9 | 0.99335 | 0 | 0.022222 | 3 | 12 | 20% | 0 | 0 | 0 | 0 | 0.02 | 0 | 0
| 4180 | 0.022222 | 3.228 | 0 | 26.8 | 0 | 26.8 | 0.9937 | 0 | 0.022222 | 2 | 12 | 20% | 0 | 0 | 0 | 0 | 0.02 | 0 | 0
| 4181 | 0.022222 | 3.228 | 0 | 26.9 | 0 | 26.9 | 0.99335 | 0 | 0.022222 | 1 | 12 | 20% | 0 | 0 | 0 | 0 | 0.02 | 0 | 0
| 4182 | 0.022222 | 3.228 | 0 | 26.9 | 0 | 26.9 | 0.99335 | 0 | 0.022222 | 0 | 12 | 20% | 0 | 0 | 0 | 0 | 0.02 | 0 | 0
| 4183 | 0.022222 | 3.228 | 44 | 27 | 42.5007 | 29.75 | 0.98337 | 0.83588 | -0.81366 | 0 | 12 | 20% | 0 | 0 | 0 | 0 | 0 | 0 | 0
| 4184 | 0.66667 | 3.228 | 190 | 28.5 | 183.5259 | 40.375 | 0.94619 | 3.473 | -2.8063 | 0 | 12.7719 | 21.29% | 1 | 1 | 0.8 | 0 | 0 | 0 | 0
| 4185 | 0.77778 | 3.228 | 331 | 29.9 | 319.7214 | 50.5875 | 0.91044 | 5.8218 | -5.044 | 0 | 15.4342 | 25.72% | 1 | 0 | 0 | 0 | 0 | 0 | 0
| 4186 | 1.0444 | 3.228 | 429 | 31.4 | 414.3822 | 58.2125 | 0.88376 | 7.3243 | -6.2798 | 0 | 20.2194 | 33.7% | 1 | 0 | 0 | 0 | 0 | 0 | 0
| 4187 | 1.0444 | 3.228 | 471 | 31.6 | 454.9511 | 61.0375 | 0.87387 | 7.9514 | -6.9069 | 0 | 26.1769 | 43.63% | 1 | 0 | 0 | 0 | 0 | 0 | 0
| 4188 | 1.6 | 3.228 | 459 | 31.8 | 443.36 | 60.4875 | 0.87579 | 7.7658 | -6.1658 | 0 | 32.7294 | 54.55% | 1 | 0 | 0 | 0 | 0 | 0 | 0
| 4189 | 1.3778 | 3.228 | 401 | 32 | 387.3363 | 57.0625 | 0.88778 | 6.8774 | -5.4996 | 0 | 38.5788 | 64.3% | 1 | 0 | 0 | 0 | 0 | 0 | 0
| 4190 | 1.1111 | 3.228 | 381 | 30.3 | 368.0177 | 54.1125 | 0.89811 | 6.6104 | -5.4993 | 0 | 43.7962 | 72.99% | 1 | 0 | 0 | 0 | 0 | 0 | 0
| 4191 | 1.1111 | 3.228 | 333 | 28.7 | 321.6533 | 49.5125 | 0.91421 | 5.8811 | -4.77 | 0 | 49.0133 | 81.69% | 1 | 0 | 0 | 0 | 0 | 0 | 0
| 4192 | 1 | 3.228 | 261 | 27 | 252.1066 | 43.3125 | 0.93591 | 4.719 | -3.719 | 0 | 53.5385 | 89.23% | 1 | 0 | 0 | 0 | 0 | 0 | 0
| 4193 | 0.44444 | 3.228 | 202 | 27.4 | 195.117 | 40.025 | 0.94741 | 3.6971 | -3.2527 | 0 | 57.0667 | 95.11% | 1 | 0 | 0 | 0.16 | 0 | 0 | 0
| 4194 | 0.44444 | 3.228 | 102 | 27.7 | 98.5244 | 34.075 | 0.96824 | 1.9079 | -1.4635 | 0 | 60 | 100% | 1 | 0 | 0 | 1.46 | 0 | 0 | 0
| 4195 | 7.7444 | 7.7444 | 12 | 28.1 | 11.5911 | 28.85 | 0.98652 | 0.2287 | 7.5157 | 11 | 60 | 100% | 0 | 0 | 0 | 0 | 0 | 0 | 0
| 4196 | 8.9667 | 8.9667 | 0 | 28 | 0 | 28 | 0.9895 | 0 | 8.9667 | 10 | 52.0777 | 86.8% | 0 | 0 | 0 | 0 | 0 | 0 | 0
| 4197 | 8.9667 | 8.9667 | 0 | 27.8 | 0 | 27.8 | 0.9902 | 0 | 8.9667 | 9 | 42.626 | 71.04% | 0 | 0 | 0 | 0 | 0 | 0 | 0
| 4198 | 8.9667 | 8.9667 | 0 | 27.7 | 0 | 27.7 | 0.99055 | 0 | 8.9667 | 8 | 33.1743 | 55.29% | 0 | 0 | 0 | 0 | 0 | 0 | 0
| 4199 | 7.3 | 7.3 | 0 | 27.6 | 0 | 27.6 | 0.9909 | 0 | 7.3 | 7 | 23.7226 | 39.54% | 0 | 0 | 0 | 0 | 0 | 0 | 0
| 4200 | 1.6889 | 3.228 | 0 | 27.4 | 0 | 27.4 | 0.9916 | 0 | 1.6889 | 6 | 16.0277 | 26.71% | 0 | 0 | 0 | 0 | 0 | 0 | 0
| 4201 | 1.1333 | 3.228 | 0 | 27.3 | 0 | 27.3 | 0.99195 | 0 | 1.1333 | 5 | 14.2475 | 23.75% | 0 | 0 | 0 | 0 | 0 | 0 | 0
| 4202 | 1.1333 | 3.228 | 0 | 27.3 | 0 | 27.3 | 0.99195 | 0 | 1.1333 | 4 | 13.0529 | 21.75% | 0 | 0 | 0 | 0 | 0.13 | 0 | 0
| 4203 | 0.022222 | 3.228 | 0 | 27.2 | 0 | 27.2 | 0.9923 | 0 | 0.022222 | 3 | 12 | 20% | 0 | 0 | 0 | 0 | 0.02 | 0 | 0
| 4204 | 0.022222 | 3.228 | 0 | 27.2 | 0 | 27.2 | 0.9923 | 0 | 0.022222 | 2 | 12 | 20% | 0 | 0 | 0 | 0 | 0.02 | 0 | 0
| 4205 | 0.022222 | 3.228 | 0 | 27.4 | 0 | 27.4 | 0.9916 | 0 | 0.022222 | 1 | 12 | 20% | 0 | 0 | 0 | 0 | 0.02 | 0 | 0
| 4206 | 0.022222 | 3.228 | 0 | 27.5 | 0 | 27.5 | 0.99125 | 0 | 0.022222 | 0 | 12 | 20% | 0 | 0 | 0 | 0 | 0.02 | 0 | 0
| 4207 | 0.022222 | 3.228 | 23 | 27.7 | 22.2163 | 29.1375 | 0.98552 | 0.43789 | -0.41567 | 0 | 12 | 20% | 0 | 0 | 0 | 0 | 0 | 0 | 0
| 4208 | 0.66667 | 3.228 | 108 | 28.3 | 104.32 | 35.05 | 0.96483 | 2.013 | -1.3463 | 0 | 12.3943 | 20.66% | 1 | 1 | 0.8 | 0 | 0 | 0 | 0
| 4209 | 0.77778 | 3.228 | 204 | 28.9 | 197.0489 | 41.65 | 0.94173 | 3.7113 | -2.9335 | 0 | 13.6716 | 22.79% | 1 | 0 | 0 | 0 | 0 | 0 | 0
| 4210 | 1.0444 | 3.228 | 288 | 29.5 | 278.1866 | 47.5 | 0.92125 | 5.1256 | -4.0811 | 0 | 16.4546 | 27.42% | 1 | 0 | 0 | 0 | 0 | 0 | 0
| 4211 | 1.0444 | 3.228 | 352 | 30.2 | 340.0059 | 52.2 | 0.9048 | 6.1527 | -5.1083 | 0 | 20.3263 | 33.88% | 1 | 0 | 0 | 0 | 0 | 0 | 0
| 4212 | 1.6 | 3.228 | 391 | 30.8 | 377.677 | 55.2375 | 0.89417 | 6.7541 | -5.1541 | 0 | 25.1725 | 41.95% | 1 | 0 | 0 | 0 | 0 | 0 | 0
| 4213 | 1.3778 | 3.228 | 401 | 31.4 | 387.3363 | 56.4625 | 0.88988 | 6.8937 | -5.5159 | 0 | 30.0621 | 50.1% | 1 | 0 | 0 | 0 | 0 | 0 | 0
| 4214 | 1.1111 | 3.228 | 448 | 31.4 | 432.7348 | 59.4 | 0.8796 | 7.6127 | -6.5016 | 0 | 35.2949 | 58.82% | 1 | 0 | 0 | 0 | 0 | 0 | 0
| 4215 | 1.1111 | 3.228 | 446 | 31.3 | 430.8029 | 59.175 | 0.88039 | 7.5855 | -6.4744 | 0 | 41.4629 | 69.1% | 1 | 0 | 0 | 0 | 0 | 0 | 0
| 4216 | 1 | 3.228 | 389 | 31.3 | 375.7451 | 55.6125 | 0.89286 | 6.7097 | -5.7097 | 0 | 47.605 | 79.34% | 1 | 0 | 0 | 0 | 0 | 0 | 0
| 4217 | 0.44444 | 3.228 | 255 | 30.5 | 246.3111 | 46.4375 | 0.92497 | 4.5566 | -4.1122 | 0 | 53.0217 | 88.37% | 1 | 0 | 0 | 0 | 0 | 0 | 0
| 4218 | 0.44444 | 3.228 | 114 | 29.6 | 110.1155 | 36.725 | 0.95896 | 2.1119 | -1.6675 | 0 | 56.9228 | 94.87% | 1 | 0 | 0 | 0 | 0 | 0 | 0
| 4219 | 7.7444 | 7.7444 | 12 | 28.8 | 11.5911 | 29.55 | 0.98408 | 0.22813 | 7.5163 | 11 | 58.5048 | 97.51% | 1 | 0 | 0 | 0 | 0 | 0 | 0
| 4220 | 8.9667 | 8.9667 | 0 | 28.6 | 0 | 28.6 | 0.9874 | 0 | 8.9667 | 10 | 50.5819 | 84.3% | 0 | 0 | 0 | 0 | 0 | 0 | 0
| 4221 | 8.9667 | 8.9667 | 0 | 28.5 | 0 | 28.5 | 0.98775 | 0 | 8.9667 | 9 | 41.1302 | 68.55% | 0 | 0 | 0 | 0 | 0 | 0 | 0
| 4222 | 8.9667 | 8.9667 | 0 | 28.3 | 0 | 28.3 | 0.98845 | 0 | 8.9667 | 8 | 31.6785 | 52.8% | 0 | 0 | 0 | 0 | 0 | 0 | 0
| 4223 | 7.3 | 7.3 | 0 | 28.1 | 0 | 28.1 | 0.98915 | 0 | 7.3 | 7 | 22.2268 | 37.04% | 0 | 0 | 0 | 0 | 0 | 0 | 0
| 4224 | 1.6889 | 3.228 | 0 | 27.8 | 0 | 27.8 | 0.9902 | 0 | 1.6889 | 6 | 14.5319 | 24.22% | 0 | 0 | 0 | 0 | 0 | 0 | 0
| 4225 | 1.1333 | 3.228 | 0 | 27.6 | 0 | 27.6 | 0.9909 | 0 | 1.1333 | 5 | 12.7517 | 21.25% | 0 | 0 | 0 | 0 | 0.42 | 0 | 0
| 4226 | 1.1333 | 3.228 | 0 | 27.6 | 0 | 27.6 | 0.9909 | 0 | 1.1333 | 4 | 12 | 20% | 0 | 0 | 0 | 0 | 1.13 | 0 | 0
| 4227 | 0.022222 | 3.228 | 0 | 27.6 | 0 | 27.6 | 0.9909 | 0 | 0.022222 | 3 | 12 | 20% | 0 | 0 | 0 | 0 | 0.02 | 0 | 0
| 4228 | 0.022222 | 3.228 | 0 | 27.6 | 0 | 27.6 | 0.9909 | 0 | 0.022222 | 2 | 12 | 20% | 0 | 0 | 0 | 0 | 0.02 | 0 | 0
| 4229 | 0.022222 | 3.228 | 0 | 27.6 | 0 | 27.6 | 0.9909 | 0 | 0.022222 | 1 | 12 | 20% | 0 | 0 | 0 | 0 | 0.02 | 0 | 0
| 4230 | 0.022222 | 3.228 | 0 | 27.6 | 0 | 27.6 | 0.9909 | 0 | 0.022222 | 0 | 12 | 20% | 0 | 0 | 0 | 0 | 0.02 | 0 | 0
| 4231 | 0.022222 | 3.228 | 34 | 27.6 | 32.8415 | 29.725 | 0.98346 | 0.64597 | -0.62375 | 0 | 12 | 20% | 0 | 0 | 0 | 0 | 0 | 0 | 0
| 4232 | 0.66667 | 3.228 | 160 | 26.7 | 154.5481 | 36.7 | 0.95905 | 2.9644 | -2.2977 | 0 | 12.5917 | 20.99% | 1 | 1 | 0.8 | 0 | 0 | 0 | 0
| 4233 | 0.77778 | 3.228 | 301 | 25.7 | 290.7437 | 44.5125 | 0.93171 | 5.4178 | -4.64 | 0 | 14.7715 | 24.62% | 1 | 0 | 0 | 0 | 0 | 0 | 0
| 4234 | 1.0444 | 3.228 | 427 | 24.8 | 412.4503 | 51.4875 | 0.90729 | 7.4843 | -6.4398 | 0 | 19.1734 | 31.96% | 1 | 0 | 0 | 0 | 0 | 0 | 0
| 4235 | 1.0444 | 3.228 | 569 | 26.4 | 549.6118 | 61.9625 | 0.87063 | 9.5702 | -8.5257 | 0 | 25.2828 | 42.14% | 1 | 0 | 0 | 0 | 0 | 0 | 0
| 4236 | 1.6 | 3.228 | 679 | 28.1 | 655.8636 | 70.5375 | 0.84062 | 11.0266 | -9.4266 | 0 | 33.371 | 55.62% | 1 | 0 | 0 | 0 | 0 | 0 | 0
| 4237 | 1.3778 | 3.228 | 741 | 29.7 | 715.751 | 76.0125 | 0.82146 | 11.7592 | -10.3814 | 0 | 42.3139 | 70.52% | 1 | 0 | 0 | 0 | 0 | 0 | 0
| 4238 | 1.1111 | 3.228 | 662 | 29.7 | 639.4429 | 71.075 | 0.83874 | 10.7265 | -9.6154 | 0 | 52.1625 | 86.94% | 1 | 0 | 0 | 1.35 | 0 | 0 | 0
| 4239 | 1.1111 | 3.228 | 539 | 29.8 | 520.634 | 63.4875 | 0.86529 | 9.01 | -7.8989 | 0 | 60 | 100% | 1 | 0 | 0 | 7.9 | 0 | 0 | 0
| 4240 | 1 | 3.228 | 388 | 29.8 | 374.7792 | 54.05 | 0.89833 | 6.7335 | -5.7335 | 0 | 60 | 100% | 0 | 0 | 0 | 5.73 | 0 | 0 | 0
| 4241 | 0.44444 | 3.228 | 256 | 29.5 | 247.277 | 45.5 | 0.92825 | 4.5907 | -4.1463 | 0 | 60 | 100% | 0 | 0 | 0 | 4.15 | 0 | 0 | 0
| 4242 | 0.44444 | 3.228 | 114 | 29.1 | 110.1155 | 36.225 | 0.96071 | 2.1158 | -1.6713 | 0 | 60 | 100% | 0 | 0 | 0 | 1.67 | 0 | 0 | 0
| 4243 | 7.7444 | 7.7444 | 12 | 28.8 | 11.5911 | 29.55 | 0.98408 | 0.22813 | 7.5163 | 11 | 60 | 100% | 0 | 0 | 0 | 0 | 0 | 0 | 0
| 4244 | 8.9667 | 8.9667 | 0 | 28.4 | 0 | 28.4 | 0.9881 | 0 | 8.9667 | 10 | 52.0771 | 86.8% | 0 | 0 | 0 | 0 | 0 | 0 | 0
| 4245 | 8.9667 | 8.9667 | 0 | 28 | 0 | 28 | 0.9895 | 0 | 8.9667 | 9 | 42.6254 | 71.04% | 0 | 0 | 0 | 0 | 0 | 0 | 0
| 4246 | 8.9667 | 8.9667 | 0 | 27.6 | 0 | 27.6 | 0.9909 | 0 | 8.9667 | 8 | 33.1737 | 55.29% | 0 | 0 | 0 | 0 | 0 | 0 | 0
| 4247 | 7.3 | 7.3 | 0 | 27.4 | 0 | 27.4 | 0.9916 | 0 | 7.3 | 7 | 23.722 | 39.54% | 0 | 0 | 0 | 0 | 0 | 0 | 0
| 4248 | 1.6889 | 3.228 | 0 | 27.2 | 0 | 27.2 | 0.9923 | 0 | 1.6889 | 6 | 16.0271 | 26.71% | 0 | 0 | 0 | 0 | 0 | 0 | 0
| 4249 | 1.1333 | 3.228 | 0 | 27 | 0 | 27 | 0.993 | 0 | 1.1333 | 5 | 14.2469 | 23.74% | 0 | 0 | 0 | 0 | 0 | 0 | 0
| 4250 | 1.1333 | 3.228 | 0 | 27 | 0 | 27 | 0.993 | 0 | 1.1333 | 4 | 13.0523 | 21.75% | 0 | 0 | 0 | 0 | 0.14 | 0 | 0
| 4251 | 0.022222 | 3.228 | 0 | 27.1 | 0 | 27.1 | 0.99265 | 0 | 0.022222 | 3 | 12 | 20% | 0 | 0 | 0 | 0 | 0.02 | 0 | 0
| 4252 | 0.022222 | 3.228 | 0 | 27.1 | 0 | 27.1 | 0.99265 | 0 | 0.022222 | 2 | 12 | 20% | 0 | 0 | 0 | 0 | 0.02 | 0 | 0
| 4253 | 0.022222 | 3.228 | 0 | 27.2 | 0 | 27.2 | 0.9923 | 0 | 0.022222 | 1 | 12 | 20% | 0 | 0 | 0 | 0 | 0.02 | 0 | 0
| 4254 | 0.022222 | 3.228 | 0 | 27.2 | 0 | 27.2 | 0.9923 | 0 | 0.022222 | 0 | 12 | 20% | 0 | 0 | 0 | 0 | 0.02 | 0 | 0
| 4255 | 0.022222 | 3.228 | 34 | 27.3 | 32.8415 | 29.425 | 0.98451 | 0.64666 | -0.62443 | 0 | 12 | 20% | 0 | 0 | 0 | 0 | 0 | 0 | 0
| 4256 | 0.66667 | 3.228 | 174 | 28.2 | 168.0711 | 39.075 | 0.95074 | 3.1958 | -2.5292 | 0 | 12.5924 | 20.99% | 1 | 1 | 0.8 | 0 | 0 | 0 | 0
| 4257 | 0.77778 | 3.228 | 354 | 29.2 | 341.9377 | 51.325 | 0.90786 | 6.2086 | -5.4309 | 0 | 14.9918 | 24.99% | 1 | 0 | 0 | 0 | 0 | 0 | 0
| 4258 | 1.0444 | 3.228 | 535 | 30.1 | 516.7703 | 63.5375 | 0.86512 | 8.9414 | -7.8969 | 0 | 20.1439 | 33.57% | 1 | 0 | 0 | 0 | 0 | 0 | 0
| 4259 | 1.0444 | 3.228 | 614 | 30 | 593.0785 | 68.375 | 0.84819 | 10.0608 | -9.0164 | 0 | 27.6356 | 46.06% | 1 | 0 | 0 | 0 | 0 | 0 | 0
| 4260 | 1.6 | 3.228 | 632 | 30 | 610.4651 | 69.5 | 0.84425 | 10.3077 | -8.7077 | 0 | 36.1893 | 60.32% | 1 | 0 | 0 | 0 | 0 | 0 | 0
| 4261 | 1.3778 | 3.228 | 594 | 29.9 | 573.7599 | 67.025 | 0.85291 | 9.7873 | -8.4096 | 0 | 44.4502 | 74.08% | 1 | 0 | 0 | 0 | 0 | 0 | 0
| 4262 | 1.1111 | 3.228 | 565 | 30.4 | 545.7481 | 65.7125 | 0.85751 | 9.3596 | -8.2485 | 0 | 52.4282 | 87.38% | 1 | 0 | 0 | 0.27 | 0 | 0 | 0
| 4263 | 1.1111 | 3.228 | 494 | 30.9 | 477.1674 | 61.775 | 0.87129 | 8.315 | -7.2039 | 0 | 60 | 100% | 1 | 0 | 0 | 7.2 | 0 | 0 | 0
| 4264 | 1 | 3.228 | 388 | 31.4 | 374.7792 | 55.65 | 0.89272 | 6.6915 | -5.6915 | 0 | 60 | 100% | 0 | 0 | 0 | 5.69 | 0 | 0 | 0
| 4265 | 0.44444 | 3.228 | 256 | 29.7 | 247.277 | 45.7 | 0.92755 | 4.5872 | -4.1428 | 0 | 60 | 100% | 0 | 0 | 0 | 4.14 | 0 | 0 | 0
| 4266 | 0.44444 | 3.228 | 115 | 27.9 | 111.0815 | 35.0875 | 0.96469 | 2.1432 | -1.6987 | 0 | 60 | 100% | 0 | 0 | 0 | 1.7 | 0 | 0 | 0
| 4267 | 7.7444 | 7.7444 | 12 | 26.2 | 11.5911 | 26.95 | 0.99318 | 0.23024 | 7.5142 | 11 | 60 | 100% | 0 | 0 | 0 | 0 | 0 | 0 | 0
| 4268 | 8.9667 | 8.9667 | 0 | 26.5 | 0 | 26.5 | 0.99475 | 0 | 8.9667 | 10 | 52.0793 | 86.8% | 0 | 0 | 0 | 0 | 0 | 0 | 0
| 4269 | 8.9667 | 8.9667 | 0 | 26.8 | 0 | 26.8 | 0.9937 | 0 | 8.9667 | 9 | 42.6276 | 71.05% | 0 | 0 | 0 | 0 | 0 | 0 | 0
| 4270 | 8.9667 | 8.9667 | 0 | 27.1 | 0 | 27.1 | 0.99265 | 0 | 8.9667 | 8 | 33.1759 | 55.29% | 0 | 0 | 0 | 0 | 0 | 0 | 0
| 4271 | 7.3 | 7.3 | 0 | 26.9 | 0 | 26.9 | 0.99335 | 0 | 7.3 | 7 | 23.7242 | 39.54% | 0 | 0 | 0 | 0 | 0 | 0 | 0
| 4272 | 1.6889 | 3.228 | 0 | 26.6 | 0 | 26.6 | 0.9944 | 0 | 1.6889 | 6 | 16.0294 | 26.72% | 0 | 0 | 0 | 0 | 0 | 0 | 0
| 4273 | 1.1333 | 3.228 | 0 | 26.4 | 0 | 26.4 | 0.9951 | 0 | 1.1333 | 5 | 14.2491 | 23.75% | 0 | 0 | 0 | 0 | 0 | 0 | 0
| 4274 | 1.1333 | 3.228 | 0 | 26.2 | 0 | 26.2 | 0.9958 | 0 | 1.1333 | 4 | 13.0545 | 21.76% | 0 | 0 | 0 | 0 | 0.13 | 0 | 0
| 4275 | 0.022222 | 3.228 | 0 | 26 | 0 | 26 | 0.9965 | 0 | 0.022222 | 3 | 12 | 20% | 0 | 0 | 0 | 0 | 0.02 | 0 | 0
| 4276 | 0.022222 | 3.228 | 0 | 25.8 | 0 | 25.8 | 0.9972 | 0 | 0.022222 | 2 | 12 | 20% | 0 | 0 | 0 | 0 | 0.02 | 0 | 0
| 4277 | 0.022222 | 3.228 | 0 | 26 | 0 | 26 | 0.9965 | 0 | 0.022222 | 1 | 12 | 20% | 0 | 0 | 0 | 0 | 0.02 | 0 | 0
| 4278 | 0.022222 | 3.228 | 0 | 26.2 | 0 | 26.2 | 0.9958 | 0 | 0.022222 | 0 | 12 | 20% | 0 | 0 | 0 | 0 | 0.02 | 0 | 0
| 4279 | 0.022222 | 3.228 | 34 | 26.4 | 32.8415 | 28.525 | 0.98766 | 0.64873 | -0.6265 | 0 | 12 | 20% | 0 | 0 | 0 | 0 | 0 | 0 | 0
| 4280 | 0.66667 | 3.228 | 187 | 27.5 | 180.6281 | 39.1875 | 0.95034 | 3.4332 | -2.7665 | 0 | 12.5944 | 20.99% | 1 | 1 | 0.8 | 0 | 0 | 0 | 0
| 4281 | 0.77778 | 3.228 | 396 | 28.7 | 382.5066 | 53.45 | 0.90043 | 6.8884 | -6.1106 | 0 | 15.2189 | 25.36% | 1 | 0 | 0 | 0 | 0 | 0 | 0
| 4282 | 1.0444 | 3.228 | 609 | 29.8 | 588.2488 | 67.8625 | 0.84998 | 10 | -8.9556 | 0 | 21.0159 | 35.03% | 1 | 0 | 0 | 0 | 0 | 0 | 0
| 4283 | 1.0444 | 3.228 | 745 | 30.5 | 719.6147 | 77.0625 | 0.81778 | 11.7697 | -10.7253 | 0 | 29.5119 | 49.19% | 1 | 0 | 0 | 0 | 0 | 0 | 0
| 4284 | 1.6 | 3.228 | 827 | 31.1 | 798.8207 | 82.7875 | 0.79774 | 12.7451 | -11.1451 | 0 | 39.6868 | 66.14% | 1 | 0 | 0 | 0.39 | 0 | 0 | 0
| 4285 | 1.3778 | 3.228 | 848 | 31.8 | 819.1051 | 84.8 | 0.7907 | 12.9533 | -11.5756 | 0 | 49.8947 | 83.16% | 1 | 0 | 0 | 0.92 | 0 | 0 | 0
| 4286 | 1.1111 | 3.228 | 743 | 31.6 | 717.6829 | 78.0375 | 0.81437 | 11.6892 | -10.5781 | 0 | 60 | 100% | 1 | 0 | 0 | 10.58 | 0 | 0 | 0
| 4287 | 1.1111 | 3.228 | 580 | 31.4 | 560.237 | 67.65 | 0.85072 | 9.5322 | -8.421 | 0 | 60 | 100% | 0 | 0 | 0 | 8.42 | 0 | 0 | 0
| 4288 | 1 | 3.228 | 389 | 31.2 | 375.7451 | 55.5125 | 0.89321 | 6.7124 | -5.7124 | 0 | 60 | 100% | 0 | 0 | 0 | 5.71 | 0 | 0 | 0
| 4289 | 0.44444 | 3.228 | 256 | 30.4 | 247.277 | 46.4 | 0.9251 | 4.5751 | -4.1307 | 0 | 60 | 100% | 0 | 0 | 0 | 4.13 | 0 | 0 | 0
| 4290 | 0.44444 | 3.228 | 115 | 29.6 | 111.0815 | 36.7875 | 0.95874 | 2.13 | -1.6855 | 0 | 60 | 100% | 0 | 0 | 0 | 1.69 | 0 | 0 | 0
| 4291 | 7.7444 | 7.7444 | 12 | 28.8 | 11.5911 | 29.55 | 0.98408 | 0.22813 | 7.5163 | 11 | 60 | 100% | 0 | 0 | 0 | 0 | 0 | 0 | 0
| 4292 | 8.9667 | 8.9667 | 0 | 28.5 | 0 | 28.5 | 0.98775 | 0 | 8.9667 | 10 | 52.0771 | 86.8% | 0 | 0 | 0 | 0 | 0 | 0 | 0
| 4293 | 8.9667 | 8.9667 | 0 | 28.3 | 0 | 28.3 | 0.98845 | 0 | 8.9667 | 9 | 42.6254 | 71.04% | 0 | 0 | 0 | 0 | 0 | 0 | 0
| 4294 | 8.9667 | 8.9667 | 0 | 28 | 0 | 28 | 0.9895 | 0 | 8.9667 | 8 | 33.1737 | 55.29% | 0 | 0 | 0 | 0 | 0 | 0 | 0
| 4295 | 7.3 | 7.3 | 0 | 27.7 | 0 | 27.7 | 0.99055 | 0 | 7.3 | 7 | 23.722 | 39.54% | 0 | 0 | 0 | 0 | 0 | 0 | 0
| 4296 | 1.6889 | 3.228 | 0 | 27.5 | 0 | 27.5 | 0.99125 | 0 | 1.6889 | 6 | 16.0271 | 26.71% | 0 | 0 | 0 | 0 | 0 | 0 | 0
| 4297 | 1.1333 | 3.228 | 0 | 27.2 | 0 | 27.2 | 0.9923 | 0 | 1.1333 | 5 | 14.2469 | 23.74% | 0 | 0 | 0 | 0 | 0 | 0 | 0
| 4298 | 1.1333 | 3.228 | 0 | 26.8 | 0 | 26.8 | 0.9937 | 0 | 1.1333 | 4 | 13.0523 | 21.75% | 0 | 0 | 0 | 0 | 0.14 | 0 | 0
| 4299 | 0.022222 | 3.228 | 0 | 26.5 | 0 | 26.5 | 0.99475 | 0 | 0.022222 | 3 | 12 | 20% | 0 | 0 | 0 | 0 | 0.02 | 0 | 0
| 4300 | 0.022222 | 3.228 | 0 | 26.1 | 0 | 26.1 | 0.99615 | 0 | 0.022222 | 2 | 12 | 20% | 0 | 0 | 0 | 0 | 0.02 | 0 | 0
| 4301 | 0.022222 | 3.228 | 0 | 26.2 | 0 | 26.2 | 0.9958 | 0 | 0.022222 | 1 | 12 | 20% | 0 | 0 | 0 | 0 | 0.02 | 0 | 0
| 4302 | 0.022222 | 3.228 | 0 | 26.4 | 0 | 26.4 | 0.9951 | 0 | 0.022222 | 0 | 12 | 20% | 0 | 0 | 0 | 0 | 0.02 | 0 | 0
| 4303 | 0.022222 | 3.228 | 33 | 26.5 | 31.8756 | 28.5625 | 0.98753 | 0.62956 | -0.60734 | 0 | 12 | 20% | 0 | 0 | 0 | 0 | 0 | 0 | 0
| 4304 | 0.66667 | 3.228 | 159 | 26.5 | 153.5822 | 36.4375 | 0.95997 | 2.9487 | -2.282 | 0 | 12.5762 | 20.96% | 1 | 1 | 0.8 | 0 | 0 | 0 | 0
| 4305 | 0.77778 | 3.228 | 301 | 28.1 | 290.7437 | 46.9125 | 0.92331 | 5.3689 | -4.5911 | 0 | 14.7411 | 24.57% | 1 | 0 | 0 | 0 | 0 | 0 | 0
| 4306 | 1.0444 | 3.228 | 427 | 29.8 | 412.4503 | 56.4875 | 0.88979 | 7.3399 | -6.2955 | 0 | 19.0966 | 31.83% | 1 | 0 | 0 | 0 | 0 | 0 | 0
| 4307 | 1.0444 | 3.228 | 570 | 30.5 | 550.5777 | 66.125 | 0.85606 | 9.4266 | -8.3821 | 0 | 25.069 | 41.78% | 1 | 0 | 0 | 0 | 0 | 0 | 0
| 4308 | 1.6 | 3.228 | 680 | 31.2 | 656.8296 | 73.7 | 0.82955 | 10.8975 | -9.2975 | 0 | 33.021 | 55.04% | 1 | 0 | 0 | 0 | 0 | 0 | 0
| 4309 | 1.3778 | 3.228 | 742 | 31.9 | 716.717 | 78.275 | 0.81354 | 11.6615 | -10.2837 | 0 | 41.8414 | 69.74% | 1 | 0 | 0 | 0 | 0 | 0 | 0
| 4310 | 1.1111 | 3.228 | 779 | 32.4 | 752.4562 | 81.0875 | 0.80369 | 12.0949 | -10.9838 | 0 | 51.5974 | 86% | 1 | 0 | 0 | 2.13 | 0 | 0 | 0
| 4311 | 1.1111 | 3.228 | 733 | 32.8 | 708.0236 | 78.6125 | 0.81236 | 11.5033 | -10.3922 | 0 | 60 | 100% | 1 | 0 | 0 | 10.39 | 0 | 0 | 0
| 4312 | 1 | 3.228 | 607 | 33.3 | 586.317 | 71.2375 | 0.83817 | 9.8287 | -8.8287 | 0 | 60 | 100% | 0 | 0 | 0 | 8.83 | 0 | 0 | 0
| 4313 | 0.44444 | 3.228 | 390 | 32.6 | 376.7111 | 56.975 | 0.88809 | 6.691 | -6.2466 | 0 | 60 | 100% | 0 | 0 | 0 | 6.25 | 0 | 0 | 0
| 4314 | 0.44444 | 3.228 | 170 | 31.9 | 164.2074 | 42.525 | 0.93866 | 3.0827 | -2.6383 | 0 | 60 | 100% | 0 | 0 | 0 | 2.64 | 0 | 0 | 0
| 4315 | 7.7444 | 7.7444 | 18 | 31.2 | 17.3867 | 32.325 | 0.97436 | 0.33882 | 7.4056 | 11 | 60 | 100% | 0 | 0 | 0 | 0 | 0 | 0 | 0
| 4316 | 8.9667 | 8.9667 | 0 | 30.5 | 0 | 30.5 | 0.98075 | 0 | 8.9667 | 10 | 52.1938 | 86.99% | 0 | 0 | 0 | 0 | 0 | 0 | 0
| 4317 | 8.9667 | 8.9667 | 0 | 29.7 | 0 | 29.7 | 0.98355 | 0 | 8.9667 | 9 | 42.7421 | 71.24% | 0 | 0 | 0 | 0 | 0 | 0 | 0
| 4318 | 8.9667 | 8.9667 | 0 | 29 | 0 | 29 | 0.986 | 0 | 8.9667 | 8 | 33.2904 | 55.48% | 0 | 0 | 0 | 0 | 0 | 0 | 0
| 4319 | 7.3 | 7.3 | 0 | 28.6 | 0 | 28.6 | 0.9874 | 0 | 7.3 | 7 | 23.8387 | 39.73% | 0 | 0 | 0 | 0 | 0 | 0 | 0
| 4320 | 1.6889 | 3.228 | 0 | 28.3 | 0 | 28.3 | 0.98845 | 0 | 1.6889 | 6 | 16.1438 | 26.91% | 0 | 0 | 0 | 0 | 0 | 0 | 0
| 4321 | 1.1333 | 3.228 | 0 | 27.9 | 0 | 27.9 | 0.98985 | 0 | 1.1333 | 5 | 14.3636 | 23.94% | 0 | 0 | 0 | 0 | 0 | 0 | 0
| 4322 | 1.1333 | 3.228 | 0 | 27.6 | 0 | 27.6 | 0.9909 | 0 | 1.1333 | 4 | 13.1689 | 21.95% | 0 | 0 | 0 | 0 | 0.02 | 0 | 0
| 4323 | 0.022222 | 3.228 | 0 | 27.2 | 0 | 27.2 | 0.9923 | 0 | 0.022222 | 3 | 12 | 20% | 0 | 0 | 0 | 0 | 0.02 | 0 | 0
| 4324 | 0.022222 | 3.228 | 0 | 26.9 | 0 | 26.9 | 0.99335 | 0 | 0.022222 | 2 | 12 | 20% | 0 | 0 | 0 | 0 | 0.02 | 0 | 0
| 4325 | 0.022222 | 3.228 | 0 | 27.1 | 0 | 27.1 | 0.99265 | 0 | 0.022222 | 1 | 12 | 20% | 0 | 0 | 0 | 0 | 0.02 | 0 | 0
| 4326 | 0.022222 | 3.228 | 0 | 27.2 | 0 | 27.2 | 0.9923 | 0 | 0.022222 | 0 | 12 | 20% | 0 | 0 | 0 | 0 | 0.02 | 0 | 0
| 4327 | 0.022222 | 3.228 | 47 | 27.4 | 45.3985 | 30.3375 | 0.98132 | 0.89101 | -0.86879 | 0 | 12 | 20% | 0 | 0 | 0 | 0 | 0 | 0 | 0
| 4328 | 0.66667 | 3.228 | 234 | 28.6 | 226.0266 | 43.225 | 0.93621 | 4.2322 | -3.5655 | 0 | 12.8242 | 21.37% | 1 | 1 | 0.8 | 0 | 0 | 0 | 0
| 4329 | 0.77778 | 3.228 | 455 | 29.8 | 439.4963 | 58.2375 | 0.88367 | 7.7674 | -6.9896 | 0 | 16.2067 | 27.01% | 1 | 0 | 0 | 0 | 0 | 0 | 0
| 4330 | 1.0444 | 3.228 | 661 | 31 | 638.477 | 72.3125 | 0.83441 | 10.655 | -9.6105 | 0 | 22.8377 | 38.06% | 1 | 0 | 0 | 0 | 0 | 0 | 0
| 4331 | 1.0444 | 3.228 | 790 | 31.7 | 763.0814 | 81.075 | 0.80374 | 12.2663 | -11.2219 | 0 | 31.955 | 53.26% | 1 | 0 | 0 | 0.46 | 0 | 0 | 0
| 4332 | 1.6 | 3.228 | 853 | 32.4 | 823.9347 | 85.7125 | 0.78751 | 12.9771 | -11.3771 | 0 | 42.1629 | 70.27% | 1 | 0 | 0 | 0.62 | 0 | 0 | 0
| 4333 | 1.3778 | 3.228 | 847 | 33.1 | 818.1392 | 86.0375 | 0.78637 | 12.8672 | -11.4894 | 0 | 52.3707 | 87.28% | 1 | 0 | 0 | 3.45 | 0 | 0 | 0
| 4334 | 1.1111 | 3.228 | 807 | 33.7 | 779.5021 | 84.1375 | 0.79302 | 12.3632 | -11.2521 | 0 | 60 | 100% | 1 | 0 | 0 | 11.25 | 0 | 0 | 0
| 4335 | 1.1111 | 3.228 | 708 | 34.2 | 683.8755 | 78.45 | 0.81293 | 11.1188 | -10.0077 | 0 | 60 | 100% | 0 | 0 | 0 | 10.01 | 0 | 0 | 0
| 4336 | 1 | 3.228 | 558 | 34.8 | 538.9866 | 69.675 | 0.84364 | 9.0942 | -8.0942 | 0 | 60 | 100% | 0 | 0 | 0 | 8.09 | 0 | 0 | 0
| 4337 | 0.44444 | 3.228 | 368 | 33.6 | 355.4607 | 56.6 | 0.8894 | 6.3229 | -5.8785 | 0 | 60 | 100% | 0 | 0 | 0 | 5.88 | 0 | 0 | 0
| 4338 | 0.44444 | 3.228 | 165 | 32.5 | 159.3778 | 42.8125 | 0.93766 | 2.9888 | -2.5444 | 0 | 60 | 100% | 0 | 0 | 0 | 2.54 | 0 | 0 | 0
| 4339 | 7.7444 | 7.7444 | 18 | 31.3 | 17.3867 | 32.425 | 0.97401 | 0.3387 | 7.4057 | 11 | 60 | 100% | 0 | 0 | 0 | 0 | 0 | 0 | 0
| 4340 | 8.9667 | 8.9667 | 0 | 30.8 | 0 | 30.8 | 0.9797 | 0 | 8.9667 | 10 | 52.1937 | 86.99% | 0 | 0 | 0 | 0 | 0 | 0 | 0
| 4341 | 8.9667 | 8.9667 | 0 | 30.4 | 0 | 30.4 | 0.9811 | 0 | 8.9667 | 9 | 42.742 | 71.24% | 0 | 0 | 0 | 0 | 0 | 0 | 0
| 4342 | 8.9667 | 8.9667 | 0 | 29.9 | 0 | 29.9 | 0.98285 | 0 | 8.9667 | 8 | 33.2903 | 55.48% | 0 | 0 | 0 | 0 | 0 | 0 | 0
| 4343 | 7.3 | 7.3 | 0 | 29.4 | 0 | 29.4 | 0.9846 | 0 | 7.3 | 7 | 23.8386 | 39.73% | 0 | 0 | 0 | 0 | 0 | 0 | 0
| 4344 | 1.6889 | 3.228 | 0 | 28.7 | 0 | 28.7 | 0.98705 | 0 | 1.6889 | 6 | 16.1437 | 26.91% | 0 | 0 | 0 | 0 | 0 | 0 | 0
| 4345 | 1.1333 | 3.228 | 0 | 28.1 | 0 | 28.1 | 0.98915 | 0 | 1.1333 | 5 | 14.3634 | 23.94% | 0 | 0 | 0 | 0 | 0 | 0 | 0
| 4346 | 1.1333 | 3.228 | 0 | 27.4 | 0 | 27.4 | 0.9916 | 0 | 1.1333 | 4 | 13.1688 | 21.95% | 0 | 0 | 0 | 0 | 0.02 | 0 | 0
| 4347 | 0.022222 | 3.228 | 0 | 26.9 | 0 | 26.9 | 0.99335 | 0 | 0.022222 | 3 | 12 | 20% | 0 | 0 | 0 | 0 | 0.02 | 0 | 0
| 4348 | 0.022222 | 3.228 | 0 | 26.5 | 0 | 26.5 | 0.99475 | 0 | 0.022222 | 2 | 12 | 20% | 0 | 0 | 0 | 0 | 0.02 | 0 | 0
| 4349 | 0.022222 | 3.228 | 0 | 26.2 | 0 | 26.2 | 0.9958 | 0 | 0.022222 | 1 | 12 | 20% | 0 | 0 | 0 | 0 | 0.02 | 0 | 0
| 4350 | 0.022222 | 3.228 | 0 | 25.9 | 0 | 25.9 | 0.99685 | 0 | 0.022222 | 0 | 12 | 20% | 0 | 0 | 0 | 0 | 0.02 | 0 | 0
| 4351 | 0.022222 | 3.228 | 47 | 26.2 | 45.3985 | 29.1375 | 0.98552 | 0.89482 | -0.8726 | 0 | 12 | 20% | 0 | 0 | 0 | 0 | 0 | 0 | 0
| 4352 | 0.66667 | 3.228 | 218 | 27.4 | 210.5718 | 41.025 | 0.94391 | 3.9752 | -3.3086 | 0 | 12.8278 | 21.38% | 1 | 1 | 0.8 | 0 | 0 | 0 | 0
| 4353 | 0.77778 | 3.228 | 395 | 28.7 | 381.5407 | 53.3875 | 0.90064 | 6.8726 | -6.0949 | 0 | 15.9666 | 26.61% | 1 | 0 | 0 | 0 | 0 | 0 | 0
| 4354 | 1.0444 | 3.228 | 532 | 29.9 | 513.8725 | 63.15 | 0.86647 | 8.9052 | -7.8607 | 0 | 21.7487 | 36.25% | 1 | 0 | 0 | 0 | 0 | 0 | 0
| 4355 | 1.0444 | 3.228 | 612 | 30.9 | 591.1466 | 69.15 | 0.84547 | 9.996 | -8.9515 | 0 | 29.206 | 48.68% | 1 | 0 | 0 | 0 | 0 | 0 | 0
| 4356 | 1.6 | 3.228 | 632 | 31.9 | 610.4651 | 71.4 | 0.8376 | 10.2265 | -8.6265 | 0 | 37.6982 | 62.83% | 1 | 0 | 0 | 0 | 0 | 0 | 0
| 4357 | 1.3778 | 3.228 | 595 | 32.9 | 574.7259 | 70.0875 | 0.84219 | 9.6806 | -8.3028 | 0 | 45.882 | 76.47% | 1 | 0 | 0 | 0 | 0 | 0 | 0
| 4358 | 1.1111 | 3.228 | 618 | 33.6 | 596.9422 | 72.225 | 0.83471 | 9.9655 | -8.8544 | 0 | 53.7588 | 89.6% | 1 | 0 | 0 | 2.28 | 0 | 0 | 0
| 4359 | 1.1111 | 3.228 | 583 | 34.4 | 563.1348 | 70.8375 | 0.83957 | 9.4558 | -8.3447 | 0 | 60 | 100% | 1 | 0 | 0 | 8.34 | 0 | 0 | 0
| 4360 | 1 | 3.228 | 488 | 35.1 | 471.3718 | 65.6 | 0.8579 | 8.0878 | -7.0878 | 0 | 60 | 100% | 0 | 0 | 0 | 7.09 | 0 | 0 | 0
| 4361 | 0.44444 | 3.228 | 282 | 32.1 | 272.3911 | 49.725 | 0.91346 | 4.9764 | -4.5319 | 0 | 60 | 100% | 0 | 0 | 0 | 4.53 | 0 | 0 | 0
| 4362 | 0.44444 | 3.228 | 105 | 29 | 101.4222 | 35.5625 | 0.96303 | 1.9535 | -1.509 | 0 | 60 | 100% | 0 | 0 | 0 | 1.51 | 0 | 0 | 0
| 4363 | 7.7444 | 7.7444 | 9 | 26 | 8.6933 | 26.5625 | 0.99453 | 0.17292 | 7.5715 | 11 | 60 | 100% | 0 | 0 | 0 | 0 | 0 | 0 | 0
| 4364 | 8.9667 | 8.9667 | 0 | 26.4 | 0 | 26.4 | 0.9951 | 0 | 8.9667 | 10 | 52.0189 | 86.7% | 0 | 0 | 0 | 0 | 0 | 0 | 0
| 4365 | 8.9667 | 8.9667 | 0 | 26.8 | 0 | 26.8 | 0.9937 | 0 | 8.9667 | 9 | 42.5672 | 70.95% | 0 | 0 | 0 | 0 | 0 | 0 | 0
| 4366 | 8.9667 | 8.9667 | 0 | 27.2 | 0 | 27.2 | 0.9923 | 0 | 8.9667 | 8 | 33.1155 | 55.19% | 0 | 0 | 0 | 0 | 0 | 0 | 0
| 4367 | 7.3 | 7.3 | 0 | 27.3 | 0 | 27.3 | 0.99195 | 0 | 7.3 | 7 | 23.6638 | 39.44% | 0 | 0 | 0 | 0 | 0 | 0 | 0
| 4368 | 1.6889 | 3.228 | 0 | 27.5 | 0 | 27.5 | 0.99125 | 0 | 1.6889 | 6 | 15.9689 | 26.61% | 0 | 0 | 0 | 0 | 0 | 0 | 0
| 4369 | 1.1333 | 3.228 | 0 | 27.6 | 0 | 27.6 | 0.9909 | 0 | 1.1333 | 5 | 14.1887 | 23.65% | 0 | 0 | 0 | 0 | 0 | 0 | 0
| 4370 | 1.1333 | 3.228 | 0 | 27.4 | 0 | 27.4 | 0.9916 | 0 | 1.1333 | 4 | 12.9941 | 21.66% | 0 | 0 | 0 | 0 | 0.19 | 0 | 0
| 4371 | 0.022222 | 3.228 | 0 | 27.2 | 0 | 27.2 | 0.9923 | 0 | 0.022222 | 3 | 12 | 20% | 0 | 0 | 0 | 0 | 0.02 | 0 | 0
| 4372 | 0.022222 | 3.228 | 0 | 27 | 0 | 27 | 0.993 | 0 | 0.022222 | 2 | 12 | 20% | 0 | 0 | 0 | 0 | 0.02 | 0 | 0
| 4373 | 0.022222 | 3.228 | 0 | 26.9 | 0 | 26.9 | 0.99335 | 0 | 0.022222 | 1 | 12 | 20% | 0 | 0 | 0 | 0 | 0.02 | 0 | 0
| 4374 | 0.022222 | 3.228 | 0 | 26.9 | 0 | 26.9 | 0.99335 | 0 | 0.022222 | 0 | 12 | 20% | 0 | 0 | 0 | 0 | 0.02 | 0 | 0
| 4375 | 0.022222 | 3.228 | 40 | 26.8 | 38.637 | 29.3 | 0.98495 | 0.76111 | -0.73889 | 0 | 12 | 20% | 0 | 0 | 0 | 0 | 0 | 0 | 0
| 4376 | 0.66667 | 3.228 | 185 | 28 | 178.6963 | 39.5625 | 0.94903 | 3.3918 | -2.7251 | 0 | 12.701 | 21.17% | 1 | 1 | 0.8 | 0 | 0 | 0 | 0
| 4377 | 0.77778 | 3.228 | 327 | 29.1 | 315.8577 | 49.5375 | 0.91412 | 5.7746 | -4.9969 | 0 | 15.2862 | 25.48% | 1 | 0 | 0 | 0 | 0 | 0 | 0
| 4378 | 1.0444 | 3.228 | 426 | 30.3 | 411.4844 | 56.925 | 0.88826 | 7.3101 | -6.2657 | 0 | 20.0267 | 33.38% | 1 | 0 | 0 | 0 | 0 | 0 | 0
| 4379 | 1.0444 | 3.228 | 569 | 31.1 | 549.6118 | 66.6625 | 0.85418 | 9.3894 | -8.3449 | 0 | 25.9708 | 43.28% | 1 | 0 | 0 | 0 | 0 | 0 | 0
| 4380 | 1.6 | 3.228 | 680 | 31.8 | 656.8296 | 74.3 | 0.82745 | 10.8699 | -9.2699 | 0 | 33.8875 | 56.48% | 1 | 0 | 0 | 0 | 0 | 0 | 0
| 4381 | 1.3778 | 3.228 | 742 | 32.6 | 716.717 | 78.975 | 0.81109 | 11.6264 | -10.2486 | 0 | 42.6817 | 71.14% | 1 | 0 | 0 | 0 | 0 | 0 | 0
| 4382 | 1.1111 | 3.228 | 665 | 32.7 | 642.3407 | 74.2625 | 0.82758 | 10.6318 | -9.5207 | 0 | 52.4044 | 87.34% | 1 | 0 | 0 | 1.51 | 0 | 0 | 0
| 4383 | 1.1111 | 3.228 | 542 | 32.7 | 523.5318 | 66.575 | 0.85449 | 8.947 | -7.8359 | 0 | 60 | 100% | 1 | 0 | 0 | 7.84 | 0 | 0 | 0
| 4384 | 1 | 3.228 | 392 | 32.8 | 378.6429 | 57.3 | 0.88695 | 6.7167 | -5.7167 | 0 | 60 | 100% | 0 | 0 | 0 | 5.72 | 0 | 0 | 0
| 4385 | 0.44444 | 3.228 | 259 | 32.3 | 250.1748 | 48.4875 | 0.91779 | 4.5922 | -4.1477 | 0 | 60 | 100% | 0 | 0 | 0 | 4.15 | 0 | 0 | 0
| 4386 | 0.44444 | 3.228 | 117 | 31.8 | 113.0133 | 39.1125 | 0.95061 | 2.1486 | -1.7042 | 0 | 60 | 100% | 0 | 0 | 0 | 1.7 | 0 | 0 | 0
| 4387 | 7.7444 | 7.7444 | 13 | 31.3 | 12.557 | 32.1125 | 0.97511 | 0.24489 | 7.4996 | 11 | 60 | 100% | 0 | 0 | 0 | 0 | 0 | 0 | 0
| 4388 | 8.9667 | 8.9667 | 0 | 30.5 | 0 | 30.5 | 0.98075 | 0 | 8.9667 | 10 | 52.0948 | 86.82% | 0 | 0 | 0 | 0 | 0 | 0 | 0
| 4389 | 8.9667 | 8.9667 | 0 | 29.8 | 0 | 29.8 | 0.9832 | 0 | 8.9667 | 9 | 42.6431 | 71.07% | 0 | 0 | 0 | 0 | 0 | 0 | 0
| 4390 | 8.9667 | 8.9667 | 0 | 29 | 0 | 29 | 0.986 | 0 | 8.9667 | 8 | 33.1914 | 55.32% | 0 | 0 | 0 | 0 | 0 | 0 | 0
| 4391 | 7.3 | 7.3 | 0 | 28.6 | 0 | 28.6 | 0.9874 | 0 | 7.3 | 7 | 23.7397 | 39.57% | 0 | 0 | 0 | 0 | 0 | 0 | 0
| 4392 | 1.6889 | 3.228 | 0 | 28.2 | 0 | 28.2 | 0.9888 | 0 | 1.6889 | 6 | 16.0448 | 26.74% | 0 | 0 | 0 | 0 | 0 | 0 | 0
| 4393 | 1.1333 | 3.228 | 0 | 27.8 | 0 | 27.8 | 0.9902 | 0 | 1.1333 | 5 | 14.2646 | 23.77% | 0 | 0 | 0 | 0 | 0 | 0 | 0
| 4394 | 1.1333 | 3.228 | 0 | 27.5 | 0 | 27.5 | 0.99125 | 0 | 1.1333 | 4 | 13.0699 | 21.78% | 0 | 0 | 0 | 0 | 0.12 | 0 | 0
| 4395 | 0.022222 | 3.228 | 0 | 27.3 | 0 | 27.3 | 0.99195 | 0 | 0.022222 | 3 | 12 | 20% | 0 | 0 | 0 | 0 | 0.02 | 0 | 0
| 4396 | 0.022222 | 3.228 | 0 | 27 | 0 | 27 | 0.993 | 0 | 0.022222 | 2 | 12 | 20% | 0 | 0 | 0 | 0 | 0.02 | 0 | 0
| 4397 | 0.022222 | 3.228 | 0 | 26.9 | 0 | 26.9 | 0.99335 | 0 | 0.022222 | 1 | 12 | 20% | 0 | 0 | 0 | 0 | 0.02 | 0 | 0
| 4398 | 0.022222 | 3.228 | 0 | 26.7 | 0 | 26.7 | 0.99405 | 0 | 0.022222 | 0 | 12 | 20% | 0 | 0 | 0 | 0 | 0.02 | 0 | 0
| 4399 | 0.022222 | 3.228 | 21 | 26.6 | 20.2844 | 27.9125 | 0.98981 | 0.40155 | -0.37933 | 0 | 12 | 20% | 0 | 0 | 0 | 0 | 0 | 0 | 0
| 4400 | 0.66667 | 3.228 | 142 | 27.8 | 137.1615 | 36.675 | 0.95914 | 2.6311 | -1.9645 | 0 | 12.3599 | 20.6% | 1 | 1 | 0.8 | 0 | 0 | 0 | 0
| 4401 | 0.77778 | 3.228 | 327 | 28.9 | 315.8577 | 49.3375 | 0.91482 | 5.7791 | -5.0013 | 0 | 14.2235 | 23.71% | 1 | 0 | 0 | 0 | 0 | 0 | 0
| 4402 | 1.0444 | 3.228 | 531 | 30.1 | 512.9066 | 63.2875 | 0.86599 | 8.8835 | -7.839 | 0 | 18.9681 | 31.61% | 1 | 0 | 0 | 0 | 0 | 0 | 0
| 4403 | 1.0444 | 3.228 | 744 | 32.7 | 718.6488 | 79.2 | 0.8103 | 11.6464 | -10.602 | 0 | 26.4049 | 44.01% | 1 | 0 | 0 | 0 | 0 | 0 | 0
| 4404 | 1.6 | 3.228 | 827 | 32.7 | 798.8207 | 84.3875 | 0.79214 | 12.6556 | -11.0556 | 0 | 36.4628 | 60.77% | 1 | 0 | 0 | 0.3 | 0 | 0 | 0
| 4405 | 1.3778 | 3.228 | 849 | 32.7 | 820.071 | 85.7625 | 0.78733 | 12.9134 | -11.5356 | 0 | 46.6707 | 77.78% | 1 | 0 | 0 | 0.78 | 0 | 0 | 0
| 4406 | 1.1111 | 3.228 | 745 | 32 | 719.6147 | 78.5625 | 0.81253 | 11.6942 | -10.5831 | 0 | 56.8785 | 94.8% | 1 | 0 | 0 | 7.29 | 0 | 0 | 0
| 4407 | 1.1111 | 3.228 | 584 | 31.4 | 564.1007 | 67.9 | 0.84985 | 9.588 | -8.4769 | 0 | 60 | 100% | 1 | 0 | 0 | 8.48 | 0 | 0 | 0
| 4408 | 1 | 3.228 | 392 | 30.7 | 378.6429 | 55.2 | 0.8943 | 6.7724 | -5.7724 | 0 | 60 | 100% | 0 | 0 | 0 | 5.77 | 0 | 0 | 0
| 4409 | 0.44444 | 3.228 | 283 | 30.4 | 273.357 | 48.0875 | 0.91919 | 5.0254 | -4.5809 | 0 | 60 | 100% | 0 | 0 | 0 | 4.58 | 0 | 0 | 0
| 4410 | 0.44444 | 3.228 | 138 | 30.1 | 133.2978 | 38.725 | 0.95196 | 2.5379 | -2.0934 | 0 | 60 | 100% | 0 | 0 | 0 | 2.09 | 0 | 0 | 0
| 4411 | 7.7444 | 7.7444 | 16 | 29.8 | 15.4548 | 30.8 | 0.9797 | 0.30282 | 7.4416 | 11 | 60 | 100% | 0 | 0 | 0 | 0 | 0 | 0 | 0
| 4412 | 8.9667 | 8.9667 | 0 | 29.3 | 0 | 29.3 | 0.98495 | 0 | 8.9667 | 10 | 52.1558 | 86.93% | 0 | 0 | 0 | 0 | 0 | 0 | 0
| 4413 | 8.9667 | 8.9667 | 0 | 28.7 | 0 | 28.7 | 0.98705 | 0 | 8.9667 | 9 | 42.7041 | 71.17% | 0 | 0 | 0 | 0 | 0 | 0 | 0
| 4414 | 8.9667 | 8.9667 | 0 | 28.2 | 0 | 28.2 | 0.9888 | 0 | 8.9667 | 8 | 33.2524 | 55.42% | 0 | 0 | 0 | 0 | 0 | 0 | 0
| 4415 | 7.3 | 7.3 | 0 | 27.8 | 0 | 27.8 | 0.9902 | 0 | 7.3 | 7 | 23.8008 | 39.67% | 0 | 0 | 0 | 0 | 0 | 0 | 0
| 4416 | 1.6889 | 3.228 | 0 | 27.4 | 0 | 27.4 | 0.9916 | 0 | 1.6889 | 6 | 16.1059 | 26.84% | 0 | 0 | 0 | 0 | 0 | 0 | 0
| 4417 | 1.1333 | 3.228 | 0 | 27 | 0 | 27 | 0.993 | 0 | 1.1333 | 5 | 14.3256 | 23.88% | 0 | 0 | 0 | 0 | 0 | 0 | 0
| 4418 | 1.1333 | 3.228 | 0 | 26.8 | 0 | 26.8 | 0.9937 | 0 | 1.1333 | 4 | 13.131 | 21.88% | 0 | 0 | 0 | 0 | 0.06 | 0 | 0
| 4419 | 0.022222 | 3.228 | 0 | 26.7 | 0 | 26.7 | 0.99405 | 0 | 0.022222 | 3 | 12 | 20% | 0 | 0 | 0 | 0 | 0.02 | 0 | 0
| 4420 | 0.022222 | 3.228 | 0 | 26.5 | 0 | 26.5 | 0.99475 | 0 | 0.022222 | 2 | 12 | 20% | 0 | 0 | 0 | 0 | 0.02 | 0 | 0
| 4421 | 0.022222 | 3.228 | 0 | 26.4 | 0 | 26.4 | 0.9951 | 0 | 0.022222 | 1 | 12 | 20% | 0 | 0 | 0 | 0 | 0.02 | 0 | 0
| 4422 | 0.022222 | 3.228 | 0 | 26.2 | 0 | 26.2 | 0.9958 | 0 | 0.022222 | 0 | 12 | 20% | 0 | 0 | 0 | 0 | 0.02 | 0 | 0
| 4423 | 0.022222 | 3.228 | 39 | 26.1 | 37.6711 | 28.5375 | 0.98762 | 0.74409 | -0.72187 | 0 | 12 | 20% | 0 | 0 | 0 | 0 | 0 | 0 | 0
| 4424 | 0.66667 | 3.228 | 216 | 27.3 | 208.64 | 40.8 | 0.9447 | 3.942 | -3.2754 | 0 | 12.6848 | 21.14% | 1 | 1 | 0.8 | 0 | 0 | 0 | 0
| 4425 | 0.77778 | 3.228 | 441 | 28.4 | 425.9733 | 55.9625 | 0.89163 | 7.5962 | -6.8184 | 0 | 15.7921 | 26.32% | 1 | 0 | 0 | 0 | 0 | 0 | 0
| 4426 | 1.0444 | 3.228 | 660 | 29.6 | 637.511 | 70.85 | 0.83953 | 10.7041 | -9.6597 | 0 | 22.2607 | 37.1% | 1 | 0 | 0 | 0 | 0 | 0 | 0
| 4427 | 1.0444 | 3.228 | 770 | 30.9 | 743.7629 | 79.025 | 0.81091 | 12.0625 | -11.0181 | 0 | 31.4246 | 52.37% | 1 | 0 | 0 | 0.26 | 0 | 0 | 0
| 4428 | 1.6 | 3.228 | 797 | 32.1 | 769.8429 | 81.9125 | 0.80081 | 12.3299 | -10.7299 | 0 | 41.6325 | 69.39% | 1 | 0 | 0 | 0 | 0 | 0 | 0
| 4429 | 1.3778 | 3.228 | 743 | 33.4 | 717.6829 | 79.8375 | 0.80807 | 11.5987 | -10.221 | 0 | 51.8118 | 86.35% | 1 | 0 | 0 | 1.59 | 0 | 0 | 0
| 4430 | 1.1111 | 3.228 | 666 | 33.5 | 643.3066 | 75.125 | 0.82456 | 10.6089 | -9.4978 | 0 | 60 | 100% | 1 | 0 | 0 | 9.5 | 0 | 0 | 0
| 4431 | 1.1111 | 3.228 | 543 | 33.7 | 524.4977 | 67.6375 | 0.85077 | 8.9245 | -7.8134 | 0 | 60 | 100% | 0 | 0 | 0 | 7.81 | 0 | 0 | 0
| 4432 | 1 | 3.228 | 393 | 33.8 | 379.6088 | 58.3625 | 0.88323 | 6.7056 | -5.7056 | 0 | 60 | 100% | 0 | 0 | 0 | 5.71 | 0 | 0 | 0
| 4433 | 0.44444 | 3.228 | 260 | 33.3 | 251.1407 | 49.55 | 0.91407 | 4.5912 | -4.1468 | 0 | 60 | 100% | 0 | 0 | 0 | 4.15 | 0 | 0 | 0
| 4434 | 0.44444 | 3.228 | 118 | 32.8 | 113.9792 | 40.175 | 0.94689 | 2.1585 | -1.7141 | 0 | 60 | 100% | 0 | 0 | 0 | 1.71 | 0 | 0 | 0
| 4435 | 7.7444 | 7.7444 | 13 | 32.3 | 12.557 | 33.1125 | 0.97161 | 0.24401 | 7.5004 | 11 | 60 | 100% | 0 | 0 | 0 | 0 | 0 | 0 | 0
| 4436 | 8.9667 | 8.9667 | 0 | 31.6 | 0 | 31.6 | 0.9769 | 0 | 8.9667 | 10 | 52.0938 | 86.82% | 0 | 0 | 0 | 0 | 0 | 0 | 0
| 4437 | 8.9667 | 8.9667 | 0 | 31 | 0 | 31 | 0.979 | 0 | 8.9667 | 9 | 42.6422 | 71.07% | 0 | 0 | 0 | 0 | 0 | 0 | 0
| 4438 | 8.9667 | 8.9667 | 0 | 30.3 | 0 | 30.3 | 0.98145 | 0 | 8.9667 | 8 | 33.1905 | 55.32% | 0 | 0 | 0 | 0 | 0 | 0 | 0
| 4439 | 7.3 | 7.3 | 0 | 29.9 | 0 | 29.9 | 0.98285 | 0 | 7.3 | 7 | 23.7388 | 39.56% | 0 | 0 | 0 | 0 | 0 | 0 | 0
| 4440 | 1.6889 | 3.228 | 0 | 29.4 | 0 | 29.4 | 0.9846 | 0 | 1.6889 | 6 | 16.0439 | 26.74% | 0 | 0 | 0 | 0 | 0 | 0 | 0
| 4441 | 1.1333 | 3.228 | 0 | 29 | 0 | 29 | 0.986 | 0 | 1.1333 | 5 | 14.2636 | 23.77% | 0 | 0 | 0 | 0 | 0 | 0 | 0
| 4442 | 1.1333 | 3.228 | 0 | 28.7 | 0 | 28.7 | 0.98705 | 0 | 1.1333 | 4 | 13.069 | 21.78% | 0 | 0 | 0 | 0 | 0.12 | 0 | 0
| 4443 | 0.022222 | 3.228 | 0 | 28.4 | 0 | 28.4 | 0.9881 | 0 | 0.022222 | 3 | 12 | 20% | 0 | 0 | 0 | 0 | 0.02 | 0 | 0
| 4444 | 0.022222 | 3.228 | 0 | 28.1 | 0 | 28.1 | 0.98915 | 0 | 0.022222 | 2 | 12 | 20% | 0 | 0 | 0 | 0 | 0.02 | 0 | 0
| 4445 | 0.022222 | 3.228 | 0 | 27.7 | 0 | 27.7 | 0.99055 | 0 | 0.022222 | 1 | 12 | 20% | 0 | 0 | 0 | 0 | 0.02 | 0 | 0
| 4446 | 0.022222 | 3.228 | 0 | 27.4 | 0 | 27.4 | 0.9916 | 0 | 0.022222 | 0 | 12 | 20% | 0 | 0 | 0 | 0 | 0.02 | 0 | 0
| 4447 | 0.022222 | 3.228 | 21 | 27 | 20.2844 | 28.3125 | 0.98841 | 0.40099 | -0.37876 | 0 | 12 | 20% | 0 | 0 | 0 | 0 | 0 | 0 | 0
| 4448 | 0.66667 | 3.228 | 105 | 27.9 | 101.4222 | 34.4625 | 0.96688 | 1.9613 | -1.2946 | 0 | 12.3593 | 20.6% | 1 | 1 | 0.8 | 0 | 0 | 0 | 0
| 4449 | 0.77778 | 3.228 | 201 | 28.7 | 194.1511 | 41.2625 | 0.94308 | 3.662 | -2.8842 | 0 | 13.5875 | 22.65% | 1 | 0 | 0 | 0 | 0 | 0 | 0
| 4450 | 1.0444 | 3.228 | 286 | 29.6 | 276.2548 | 47.475 | 0.92134 | 5.0905 | -4.046 | 0 | 16.3237 | 27.21% | 1 | 0 | 0 | 0 | 0 | 0 | 0
| 4451 | 1.0444 | 3.228 | 351 | 29.6 | 339.04 | 51.5375 | 0.90712 | 6.151 | -5.1065 | 0 | 20.1621 | 33.6% | 1 | 0 | 0 | 0 | 0 | 0 | 0
| 4452 | 1.6 | 3.228 | 390 | 29.6 | 376.7111 | 53.975 | 0.89859 | 6.7702 | -5.1702 | 0 | 25.0066 | 41.68% | 1 | 0 | 0 | 0 | 0 | 0 | 0
| 4453 | 1.3778 | 3.228 | 401 | 29.6 | 387.3363 | 54.6625 | 0.89618 | 6.9425 | -5.5647 | 0 | 29.9114 | 49.85% | 1 | 0 | 0 | 0 | 0 | 0 | 0
| 4454 | 1.1111 | 3.228 | 382 | 29.9 | 368.9837 | 53.775 | 0.89929 | 6.6364 | -5.5253 | 0 | 35.1906 | 58.65% | 1 | 0 | 0 | 0 | 0 | 0 | 0
| 4455 | 1.1111 | 3.228 | 336 | 30.3 | 324.5511 | 51.3 | 0.90795 | 5.8935 | -4.7824 | 0 | 40.4324 | 67.39% | 1 | 0 | 0 | 0 | 0 | 0 | 0
| 4456 | 1 | 3.228 | 265 | 30.6 | 255.9703 | 47.1625 | 0.92243 | 4.7223 | -3.7223 | 0 | 44.9694 | 74.95% | 1 | 0 | 0 | 0 | 0 | 0 | 0
| 4457 | 0.44444 | 3.228 | 175 | 30.1 | 169.037 | 41.0375 | 0.94387 | 3.191 | -2.7465 | 0 | 48.5007 | 80.83% | 1 | 0 | 0 | 0 | 0 | 0 | 0
| 4458 | 0.44444 | 3.228 | 79 | 29.7 | 76.3081 | 34.6375 | 0.96627 | 1.4747 | -1.0302 | 0 | 51.1062 | 85.18% | 1 | 0 | 0 | 0 | 0 | 0 | 0
| 4459 | 7.7444 | 7.7444 | 9 | 29.2 | 8.6933 | 29.7625 | 0.98333 | 0.17097 | 7.5735 | 11 | 52.0836 | 86.81% | 1 | 0 | 0 | 0 | 0 | 0 | 0
| 4460 | 8.9667 | 8.9667 | 0 | 28.2 | 0 | 28.2 | 0.9888 | 0 | 8.9667 | 10 | 44.1005 | 73.5% | 0 | 0 | 0 | 0 | 0 | 0 | 0
| 4461 | 8.9667 | 8.9667 | 0 | 27.1 | 0 | 27.1 | 0.99265 | 0 | 8.9667 | 9 | 34.6488 | 57.75% | 0 | 0 | 0 | 0 | 0 | 0 | 0
| 4462 | 8.9667 | 8.9667 | 0 | 26.1 | 0 | 26.1 | 0.99615 | 0 | 8.9667 | 8 | 25.1971 | 42% | 0 | 0 | 0 | 0 | 0 | 0 | 0
| 4463 | 7.3 | 7.3 | 0 | 25.9 | 0 | 25.9 | 0.99685 | 0 | 7.3 | 7 | 15.7454 | 26.24% | 0 | 0 | 0 | 0 | 3.75 | 0 | 0
| 4464 | 1.6889 | 3.228 | 0 | 25.6 | 0 | 25.6 | 0.9979 | 0 | 1.6889 | 6 | 12 | 20% | 0 | 0 | 0 | 0 | 1.69 | 0 | 0
| 4465 | 1.1333 | 3.228 | 0 | 25.4 | 0 | 25.4 | 0.9986 | 0 | 1.1333 | 5 | 12 | 20% | 0 | 0 | 0 | 0 | 1.13 | 0 | 0
| 4466 | 1.1333 | 3.228 | 0 | 25.3 | 0 | 25.3 | 0.99895 | 0 | 1.1333 | 4 | 12 | 20% | 0 | 0 | 0 | 0 | 1.13 | 0 | 0
| 4467 | 0.022222 | 3.228 | 0 | 25.1 | 0 | 25.1 | 0.99965 | 0 | 0.022222 | 3 | 12 | 20% | 0 | 0 | 0 | 0 | 0.02 | 0 | 0
| 4468 | 0.022222 | 3.228 | 0 | 25 | 0 | 25 | 1 | 0 | 0.022222 | 2 | 12 | 20% | 0 | 0 | 0 | 0 | 0.02 | 0 | 0
| 4469 | 0.022222 | 3.228 | 0 | 25 | 0 | 25 | 1 | 0 | 0.022222 | 1 | 12 | 20% | 0 | 0 | 0 | 0 | 0.02 | 0 | 0
| 4470 | 0.022222 | 3.228 | 0 | 25 | 0 | 25 | 1 | 0 | 0.022222 | 0 | 12 | 20% | 0 | 0 | 0 | 0 | 0.02 | 0 | 0
| 4471 | 0.022222 | 3.228 | 30 | 25 | 28.9778 | 26.875 | 0.99344 | 0.57575 | -0.55353 | 0 | 12 | 20% | 0 | 0 | 0 | 0 | 0 | 0 | 0
| 4472 | 0.66667 | 3.228 | 182 | 26.5 | 175.7985 | 37.875 | 0.95494 | 3.3575 | -2.6909 | 0 | 12.5251 | 20.88% | 1 | 1 | 0.8 | 0 | 0 | 0 | 0
| 4473 | 0.77778 | 3.228 | 391 | 28 | 377.677 | 52.4375 | 0.90397 | 6.8282 | -6.0504 | 0 | 15.0779 | 25.13% | 1 | 0 | 0 | 0 | 0 | 0 | 0
| 4474 | 1.0444 | 3.228 | 605 | 29.5 | 584.3851 | 67.3125 | 0.85191 | 9.9568 | -8.9124 | 0 | 20.8178 | 34.7% | 1 | 0 | 0 | 0 | 0 | 0 | 0
| 4475 | 1.0444 | 3.228 | 743 | 30.3 | 717.6829 | 76.7375 | 0.81892 | 11.7545 | -10.71 | 0 | 29.2728 | 48.79% | 1 | 0 | 0 | 0 | 0 | 0 | 0
| 4476 | 1.6 | 3.228 | 826 | 31.2 | 797.8547 | 82.825 | 0.79761 | 12.7276 | -11.1276 | 0 | 39.4333 | 65.72% | 1 | 0 | 0 | 0.37 | 0 | 0 | 0
| 4477 | 1.3778 | 3.228 | 849 | 32 | 820.071 | 85.0625 | 0.78978 | 12.9535 | -11.5758 | 0 | 49.6411 | 82.74% | 1 | 0 | 0 | 0.82 | 0 | 0 | 0
| 4478 | 1.1111 | 3.228 | 746 | 31.2 | 720.5807 | 77.825 | 0.81511 | 11.7471 | -10.636 | 0 | 59.8489 | 99.75% | 1 | 0 | 0 | 10.48 | 0 | 0 | 0
| 4479 | 1.1111 | 3.228 | 585 | 30.4 | 565.0666 | 66.9625 | 0.85313 | 9.6415 | -8.5304 | 0 | 60 | 100% | 1 | 0 | 0 | 8.53 | 0 | 0 | 0
| 4480 | 1 | 3.228 | 393 | 29.6 | 379.6088 | 54.1625 | 0.89793 | 6.8173 | -5.8173 | 0 | 60 | 100% | 0 | 0 | 0 | 5.82 | 0 | 0 | 0
| 4481 | 0.44444 | 3.228 | 261 | 29.9 | 252.1066 | 46.2125 | 0.92576 | 4.6678 | -4.2233 | 0 | 60 | 100% | 0 | 0 | 0 | 4.22 | 0 | 0 | 0
| 4482 | 0.44444 | 3.228 | 118 | 30.1 | 113.9792 | 37.475 | 0.95634 | 2.1801 | -1.7356 | 0 | 60 | 100% | 0 | 0 | 0 | 1.74 | 0 | 0 | 0
| 4483 | 7.7444 | 7.7444 | 13 | 30.4 | 12.557 | 31.2125 | 0.97826 | 0.24568 | 7.4988 | 11 | 60 | 100% | 0 | 0 | 0 | 0 | 0 | 0 | 0
| 4484 | 8.9667 | 8.9667 | 0 | 29.6 | 0 | 29.6 | 0.9839 | 0 | 8.9667 | 10 | 52.0956 | 86.83% | 0 | 0 | 0 | 0 | 0 | 0 | 0
| 4485 | 8.9667 | 8.9667 | 0 | 28.8 | 0 | 28.8 | 0.9867 | 0 | 8.9667 | 9 | 42.6439 | 71.07% | 0 | 0 | 0 | 0 | 0 | 0 | 0
| 4486 | 8.9667 | 8.9667 | 0 | 28 | 0 | 28 | 0.9895 | 0 | 8.9667 | 8 | 33.1922 | 55.32% | 0 | 0 | 0 | 0 | 0 | 0 | 0
| 4487 | 7.3 | 7.3 | 0 | 27.7 | 0 | 27.7 | 0.99055 | 0 | 7.3 | 7 | 23.7405 | 39.57% | 0 | 0 | 0 | 0 | 0 | 0 | 0
| 4488 | 1.6889 | 3.228 | 0 | 27.5 | 0 | 27.5 | 0.99125 | 0 | 1.6889 | 6 | 16.0456 | 26.74% | 0 | 0 | 0 | 0 | 0 | 0 | 0
| 4489 | 1.1333 | 3.228 | 0 | 27.2 | 0 | 27.2 | 0.9923 | 0 | 1.1333 | 5 | 14.2654 | 23.78% | 0 | 0 | 0 | 0 | 0 | 0 | 0
| 4490 | 1.1333 | 3.228 | 0 | 26.7 | 0 | 26.7 | 0.99405 | 0 | 1.1333 | 4 | 13.0708 | 21.78% | 0 | 0 | 0 | 0 | 0.12 | 0 | 0
| 4491 | 0.022222 | 3.228 | 0 | 26.1 | 0 | 26.1 | 0.99615 | 0 | 0.022222 | 3 | 12 | 20% | 0 | 0 | 0 | 0 | 0.02 | 0 | 0
| 4492 | 0.022222 | 3.228 | 0 | 25.6 | 0 | 25.6 | 0.9979 | 0 | 0.022222 | 2 | 12 | 20% | 0 | 0 | 0 | 0 | 0.02 | 0 | 0
| 4493 | 0.022222 | 3.228 | 0 | 25.8 | 0 | 25.8 | 0.9972 | 0 | 0.022222 | 1 | 12 | 20% | 0 | 0 | 0 | 0 | 0.02 | 0 | 0
| 4494 | 0.022222 | 3.228 | 0 | 26 | 0 | 26 | 0.9965 | 0 | 0.022222 | 0 | 12 | 20% | 0 | 0 | 0 | 0 | 0.02 | 0 | 0
| 4495 | 0.022222 | 3.228 | 37 | 26.2 | 35.7393 | 28.5125 | 0.98771 | 0.706 | -0.68378 | 0 | 12 | 20% | 0 | 0 | 0 | 0 | 0 | 0 | 0
| 4496 | 0.66667 | 3.228 | 204 | 28 | 197.0489 | 40.75 | 0.94488 | 3.7237 | -3.0571 | 0 | 12.6487 | 21.08% | 1 | 1 | 0.8 | 0 | 0 | 0 | 0
| 4497 | 0.77778 | 3.228 | 409 | 29.7 | 395.0637 | 55.2625 | 0.89408 | 7.0644 | -6.2866 | 0 | 15.5489 | 25.91% | 1 | 0 | 0 | 0 | 0 | 0 | 0
| 4498 | 1.0444 | 3.228 | 607 | 31.5 | 586.317 | 69.4375 | 0.84447 | 9.9025 | -8.8581 | 0 | 21.5129 | 35.85% | 1 | 0 | 0 | 0 | 0 | 0 | 0
| 4499 | 1.0444 | 3.228 | 717 | 32.2 | 692.5688 | 77.0125 | 0.81796 | 11.3298 | -10.2854 | 0 | 29.9164 | 49.86% | 1 | 0 | 0 | 0 | 0 | 0 | 0
| 4500 | 1.6 | 3.228 | 764 | 32.9 | 737.9673 | 80.65 | 0.80522 | 11.8846 | -10.2846 | 0 | 39.6739 | 66.12% | 1 | 0 | 0 | 0 | 0 | 0 | 0
| 4501 | 1.3778 | 3.228 | 745 | 33.6 | 719.6147 | 80.1625 | 0.80693 | 11.6136 | -10.2358 | 0 | 49.4308 | 82.38% | 1 | 0 | 0 | 0 | 0 | 0 | 0
| 4502 | 1.1111 | 3.228 | 667 | 33 | 644.2725 | 74.6875 | 0.82609 | 10.6446 | -9.5335 | 0 | 59.1413 | 98.57% | 1 | 0 | 0 | 8.63 | 0 | 0 | 0
| 4503 | 1.1111 | 3.228 | 544 | 32.4 | 525.4636 | 66.4 | 0.8551 | 8.9865 | -7.8754 | 0 | 60 | 100% | 1 | 0 | 0 | 7.88 | 0 | 0 | 0
| 4504 | 1 | 3.228 | 393 | 31.8 | 379.6088 | 56.3625 | 0.89023 | 6.7588 | -5.7588 | 0 | 60 | 100% | 0 | 0 | 0 | 5.76 | 0 | 0 | 0
| 4505 | 0.44444 | 3.228 | 306 | 31.4 | 295.5733 | 50.525 | 0.91066 | 5.3834 | -4.9389 | 0 | 60 | 100% | 0 | 0 | 0 | 4.94 | 0 | 0 | 0
| 4506 | 0.44444 | 3.228 | 155 | 31 | 149.7185 | 40.6875 | 0.94509 | 2.83 | -2.3855 | 0 | 60 | 100% | 0 | 0 | 0 | 2.39 | 0 | 0 | 0
| 4507 | 7.7444 | 7.7444 | 19 | 30.6 | 18.3526 | 31.7875 | 0.97624 | 0.35833 | 7.3861 | 11 | 60 | 100% | 0 | 0 | 0 | 0 | 0 | 0 | 0
| 4508 | 8.9667 | 8.9667 | 0 | 30.2 | 0 | 30.2 | 0.9818 | 0 | 8.9667 | 10 | 52.2144 | 87.02% | 0 | 0 | 0 | 0 | 0 | 0 | 0
| 4509 | 8.9667 | 8.9667 | 0 | 29.8 | 0 | 29.8 | 0.9832 | 0 | 8.9667 | 9 | 42.7627 | 71.27% | 0 | 0 | 0 | 0 | 0 | 0 | 0
| 4510 | 8.9667 | 8.9667 | 0 | 29.4 | 0 | 29.4 | 0.9846 | 0 | 8.9667 | 8 | 33.311 | 55.52% | 0 | 0 | 0 | 0 | 0 | 0 | 0
| 4511 | 7.3 | 7.3 | 0 | 29.1 | 0 | 29.1 | 0.98565 | 0 | 7.3 | 7 | 23.8593 | 39.77% | 0 | 0 | 0 | 0 | 0 | 0 | 0
| 4512 | 1.6889 | 3.228 | 0 | 28.7 | 0 | 28.7 | 0.98705 | 0 | 1.6889 | 6 | 16.1644 | 26.94% | 0 | 0 | 0 | 0 | 0 | 0 | 0
| 4513 | 1.1333 | 3.228 | 0 | 28.3 | 0 | 28.3 | 0.98845 | 0 | 1.1333 | 5 | 14.3841 | 23.97% | 0 | 0 | 0 | 0 | 0 | 0 | 0
| 4514 | 1.1333 | 3.228 | 0 | 28.1 | 0 | 28.1 | 0.98915 | 0 | 1.1333 | 4 | 13.1895 | 21.98% | 0 | 0 | 0 | 0 | 0 | 0 | 0
| 4515 | 0.022222 | 3.228 | 0 | 28 | 0 | 28 | 0.9895 | 0 | 0.022222 | 3 | 12 | 20% | 0 | 0 | 0 | 0 | 0.02 | 0 | 0
| 4516 | 0.022222 | 3.228 | 0 | 27.8 | 0 | 27.8 | 0.9902 | 0 | 0.022222 | 2 | 12 | 20% | 0 | 0 | 0 | 0 | 0.02 | 0 | 0
| 4517 | 0.022222 | 3.228 | 0 | 27.6 | 0 | 27.6 | 0.9909 | 0 | 0.022222 | 1 | 12 | 20% | 0 | 0 | 0 | 0 | 0.02 | 0 | 0
| 4518 | 0.022222 | 3.228 | 0 | 27.5 | 0 | 27.5 | 0.99125 | 0 | 0.022222 | 0 | 12 | 20% | 0 | 0 | 0 | 0 | 0.02 | 0 | 0
| 4519 | 0.022222 | 3.228 | 42 | 27.3 | 40.5689 | 29.925 | 0.98276 | 0.79739 | -0.77517 | 0 | 12 | 20% | 0 | 0 | 0 | 0 | 0 | 0 | 0
| 4520 | 0.66667 | 3.228 | 220 | 28 | 212.5037 | 41.75 | 0.94137 | 4.0009 | -3.3342 | 0 | 12.7354 | 21.23% | 1 | 1 | 0.8 | 0 | 0 | 0 | 0
| 4521 | 0.77778 | 3.228 | 424 | 29 | 409.5526 | 55.5 | 0.89325 | 7.3167 | -6.5389 | 0 | 15.8985 | 26.5% | 1 | 0 | 0 | 0 | 0 | 0 | 0
| 4522 | 1.0444 | 3.228 | 605 | 31 | 584.3851 | 68.8125 | 0.84666 | 9.8955 | -8.851 | 0 | 22.1019 | 36.84% | 1 | 0 | 0 | 0 | 0 | 0 | 0
| 4523 | 1.0444 | 3.228 | 716 | 31.8 | 691.6029 | 76.55 | 0.81957 | 11.3364 | -10.292 | 0 | 30.4987 | 50.83% | 1 | 0 | 0 | 0 | 0 | 0 | 0
| 4524 | 1.6 | 3.228 | 762 | 32.7 | 736.0355 | 80.325 | 0.80636 | 11.8702 | -10.2702 | 0 | 40.2625 | 67.1% | 1 | 0 | 0 | 0 | 0 | 0 | 0
| 4525 | 1.3778 | 3.228 | 744 | 33.5 | 718.6488 | 80 | 0.8075 | 11.6062 | -10.2284 | 0 | 50.0057 | 83.34% | 1 | 0 | 0 | 0 | 0 | 0 | 0
| 4526 | 1.1111 | 3.228 | 667 | 33.7 | 644.2725 | 75.3875 | 0.82364 | 10.613 | -9.5019 | 0 | 59.7092 | 99.52% | 1 | 0 | 0 | 9.2 | 0 | 0 | 0
| 4527 | 1.1111 | 3.228 | 544 | 34 | 525.4636 | 68 | 0.8495 | 8.9276 | -7.8165 | 0 | 60 | 100% | 1 | 0 | 0 | 7.82 | 0 | 0 | 0
| 4528 | 1 | 3.228 | 393 | 34.2 | 379.6088 | 58.7625 | 0.88183 | 6.695 | -5.695 | 0 | 60 | 100% | 0 | 0 | 0 | 5.7 | 0 | 0 | 0
| 4529 | 0.44444 | 3.228 | 306 | 33.4 | 295.5733 | 52.525 | 0.90366 | 5.342 | -4.8975 | 0 | 60 | 100% | 0 | 0 | 0 | 4.9 | 0 | 0 | 0
| 4530 | 0.44444 | 3.228 | 156 | 32.6 | 150.6844 | 42.35 | 0.93927 | 2.8307 | -2.3862 | 0 | 60 | 100% | 0 | 0 | 0 | 2.39 | 0 | 0 | 0
| 4531 | 7.7444 | 7.7444 | 19 | 31.8 | 18.3526 | 32.9875 | 0.97204 | 0.35679 | 7.3877 | 11 | 60 | 100% | 0 | 0 | 0 | 0 | 0 | 0 | 0
| 4532 | 8.9667 | 8.9667 | 0 | 31.2 | 0 | 31.2 | 0.9783 | 0 | 8.9667 | 10 | 52.2127 | 87.02% | 0 | 0 | 0 | 0 | 0 | 0 | 0
| 4533 | 8.9667 | 8.9667 | 0 | 30.5 | 0 | 30.5 | 0.98075 | 0 | 8.9667 | 9 | 42.761 | 71.27% | 0 | 0 | 0 | 0 | 0 | 0 | 0
| 4534 | 8.9667 | 8.9667 | 0 | 29.9 | 0 | 29.9 | 0.98285 | 0 | 8.9667 | 8 | 33.3093 | 55.52% | 0 | 0 | 0 | 0 | 0 | 0 | 0
| 4535 | 7.3 | 7.3 | 0 | 29.7 | 0 | 29.7 | 0.98355 | 0 | 7.3 | 7 | 23.8576 | 39.76% | 0 | 0 | 0 | 0 | 0 | 0 | 0
| 4536 | 1.6889 | 3.228 | 0 | 29.4 | 0 | 29.4 | 0.9846 | 0 | 1.6889 | 6 | 16.1628 | 26.94% | 0 | 0 | 0 | 0 | 0 | 0 | 0
| 4537 | 1.1333 | 3.228 | 0 | 29.2 | 0 | 29.2 | 0.9853 | 0 | 1.1333 | 5 | 14.3825 | 23.97% | 0 | 0 | 0 | 0 | 0 | 0 | 0
| 4538 | 1.1333 | 3.228 | 0 | 28.8 | 0 | 28.8 | 0.9867 | 0 | 1.1333 | 4 | 13.1879 | 21.98% | 0 | 0 | 0 | 0 | 0.01 | 0 | 0
| 4539 | 0.022222 | 3.228 | 0 | 28.5 | 0 | 28.5 | 0.98775 | 0 | 0.022222 | 3 | 12 | 20% | 0 | 0 | 0 | 0 | 0.02 | 0 | 0
| 4540 | 0.022222 | 3.228 | 0 | 28.1 | 0 | 28.1 | 0.98915 | 0 | 0.022222 | 2 | 12 | 20% | 0 | 0 | 0 | 0 | 0.02 | 0 | 0
| 4541 | 0.022222 | 3.228 | 0 | 27.9 | 0 | 27.9 | 0.98985 | 0 | 0.022222 | 1 | 12 | 20% | 0 | 0 | 0 | 0 | 0.02 | 0 | 0
| 4542 | 0.022222 | 3.228 | 0 | 27.8 | 0 | 27.8 | 0.9902 | 0 | 0.022222 | 0 | 12 | 20% | 0 | 0 | 0 | 0 | 0.02 | 0 | 0
| 4543 | 0.022222 | 3.228 | 36 | 27.6 | 34.7733 | 29.85 | 0.98303 | 0.68366 | -0.66144 | 0 | 12 | 20% | 0 | 0 | 0 | 0 | 0 | 0 | 0
| 4544 | 0.66667 | 3.228 | 191 | 24.7 | 184.4918 | 36.6375 | 0.95927 | 3.5395 | -2.8729 | 0 | 12.6275 | 21.05% | 1 | 1 | 0.8 | 0 | 0 | 0 | 0
| 4545 | 0.77778 | 3.228 | 422 | 28 | 407.6207 | 54.375 | 0.89719 | 7.3142 | -6.5365 | 0 | 15.3529 | 25.59% | 1 | 0 | 0 | 0 | 0 | 0 | 0
| 4546 | 1.0444 | 3.228 | 657 | 31.3 | 634.6133 | 72.3625 | 0.83423 | 10.5883 | -9.5438 | 0 | 21.554 | 35.92% | 1 | 0 | 0 | 0 | 0 | 0 | 0
| 4547 | 1.0444 | 3.228 | 788 | 32.2 | 761.1496 | 81.45 | 0.80242 | 12.2153 | -11.1709 | 0 | 30.6081 | 51.01% | 1 | 0 | 0 | 0.41 | 0 | 0 | 0
| 4548 | 1.6 | 3.228 | 854 | 33.1 | 824.9007 | 86.475 | 0.78484 | 12.9483 | -11.3483 | 0 | 40.8159 | 68.03% | 1 | 0 | 0 | 0.59 | 0 | 0 | 0
| 4549 | 1.3778 | 3.228 | 850 | 34 | 821.037 | 87.125 | 0.78256 | 12.8503 | -11.4725 | 0 | 51.0237 | 85.04% | 1 | 0 | 0 | 2.01 | 0 | 0 | 0
| 4550 | 1.1111 | 3.228 | 747 | 34.2 | 721.5466 | 80.8875 | 0.80439 | 11.6082 | -10.497 | 0 | 60 | 100% | 1 | 0 | 0 | 10.5 | 0 | 0 | 0
| 4551 | 1.1111 | 3.228 | 586 | 34.4 | 566.0325 | 71.025 | 0.83891 | 9.497 | -8.3859 | 0 | 60 | 100% | 0 | 0 | 0 | 8.39 | 0 | 0 | 0
| 4552 | 1 | 3.228 | 394 | 34.6 | 380.5748 | 59.225 | 0.88021 | 6.6997 | -5.6997 | 0 | 60 | 100% | 0 | 0 | 0 | 5.7 | 0 | 0 | 0
| 4553 | 0.44444 | 3.228 | 261 | 33.4 | 252.1066 | 49.7125 | 0.91351 | 4.606 | -4.1616 | 0 | 60 | 100% | 0 | 0 | 0 | 4.16 | 0 | 0 | 0
| 4554 | 0.44444 | 3.228 | 118 | 32.2 | 113.9792 | 39.575 | 0.94899 | 2.1633 | -1.7189 | 0 | 60 | 100% | 0 | 0 | 0 | 1.72 | 0 | 0 | 0
| 4555 | 7.7444 | 7.7444 | 13 | 31 | 12.557 | 31.8125 | 0.97616 | 0.24515 | 7.4993 | 11 | 60 | 100% | 0 | 0 | 0 | 0 | 0 | 0 | 0
| 4556 | 8.9667 | 8.9667 | 0 | 30.7 | 0 | 30.7 | 0.98005 | 0 | 8.9667 | 10 | 52.0951 | 86.83% | 0 | 0 | 0 | 0 | 0 | 0 | 0
| 4557 | 8.9667 | 8.9667 | 0 | 30.3 | 0 | 30.3 | 0.98145 | 0 | 8.9667 | 9 | 42.6434 | 71.07% | 0 | 0 | 0 | 0 | 0 | 0 | 0
| 4558 | 8.9667 | 8.9667 | 0 | 30 | 0 | 30 | 0.9825 | 0 | 8.9667 | 8 | 33.1917 | 55.32% | 0 | 0 | 0 | 0 | 0 | 0 | 0
| 4559 | 7.3 | 7.3 | 0 | 29.7 | 0 | 29.7 | 0.98355 | 0 | 7.3 | 7 | 23.74 | 39.57% | 0 | 0 | 0 | 0 | 0 | 0 | 0
| 4560 | 1.6889 | 3.228 | 0 | 29.3 | 0 | 29.3 | 0.98495 | 0 | 1.6889 | 6 | 16.0451 | 26.74% | 0 | 0 | 0 | 0 | 0 | 0 | 0
| 4561 | 1.1333 | 3.228 | 0 | 29 | 0 | 29 | 0.986 | 0 | 1.1333 | 5 | 14.2648 | 23.77% | 0 | 0 | 0 | 0 | 0 | 0 | 0
| 4562 | 1.1333 | 3.228 | 0 | 28.9 | 0 | 28.9 | 0.98635 | 0 | 1.1333 | 4 | 13.0702 | 21.78% | 0 | 0 | 0 | 0 | 0.12 | 0 | 0
| 4563 | 0.022222 | 3.228 | 0 | 28.8 | 0 | 28.8 | 0.9867 | 0 | 0.022222 | 3 | 12 | 20% | 0 | 0 | 0 | 0 | 0.02 | 0 | 0
| 4564 | 0.022222 | 3.228 | 0 | 28.7 | 0 | 28.7 | 0.98705 | 0 | 0.022222 | 2 | 12 | 20% | 0 | 0 | 0 | 0 | 0.02 | 0 | 0
| 4565 | 0.022222 | 3.228 | 0 | 28.6 | 0 | 28.6 | 0.9874 | 0 | 0.022222 | 1 | 12 | 20% | 0 | 0 | 0 | 0 | 0.02 | 0 | 0
| 4566 | 0.022222 | 3.228 | 0 | 28.5 | 0 | 28.5 | 0.98775 | 0 | 0.022222 | 0 | 12 | 20% | 0 | 0 | 0 | 0 | 0.02 | 0 | 0
| 4567 | 0.022222 | 3.228 | 41 | 28.4 | 39.603 | 30.9625 | 0.97913 | 0.77553 | -0.75331 | 0 | 12 | 20% | 0 | 0 | 0 | 0 | 0 | 0 | 0
| 4568 | 0.66667 | 3.228 | 225 | 29.4 | 217.3333 | 43.4625 | 0.93538 | 4.0658 | -3.3991 | 0 | 12.7147 | 21.19% | 1 | 1 | 0.8 | 0 | 0 | 0 | 0
| 4569 | 0.77778 | 3.228 | 447 | 30.4 | 431.7688 | 58.3375 | 0.88332 | 7.6278 | -6.85 | 0 | 15.9393 | 26.57% | 1 | 0 | 0 | 0 | 0 | 0 | 0
| 4570 | 1.0444 | 3.228 | 653 | 31.4 | 630.7496 | 72.2125 | 0.83476 | 10.5304 | -9.486 | 0 | 22.4378 | 37.4% | 1 | 0 | 0 | 0 | 0 | 0 | 0
| 4571 | 1.0444 | 3.228 | 765 | 32.2 | 738.9333 | 80.0125 | 0.80746 | 11.9331 | -10.8887 | 0 | 31.437 | 52.4% | 1 | 0 | 0 | 0.13 | 0 | 0 | 0
| 4572 | 1.6 | 3.228 | 796 | 33 | 768.877 | 82.75 | 0.79788 | 12.2694 | -10.6694 | 0 | 41.6449 | 69.41% | 1 | 0 | 0 | 0 | 0 | 0 | 0
| 4573 | 1.3778 | 3.228 | 744 | 33.8 | 718.6488 | 80.3 | 0.80645 | 11.5911 | -10.2133 | 0 | 51.7667 | 86.28% | 1 | 0 | 0 | 1.53 | 0 | 0 | 0
| 4574 | 1.1111 | 3.228 | 668 | 33.5 | 645.2385 | 75.25 | 0.82412 | 10.6351 | -9.524 | 0 | 60 | 100% | 1 | 0 | 0 | 9.52 | 0 | 0 | 0
| 4575 | 1.1111 | 3.228 | 545 | 33.2 | 526.4296 | 67.2625 | 0.85208 | 8.9712 | -7.8601 | 0 | 60 | 100% | 0 | 0 | 0 | 7.86 | 0 | 0 | 0
| 4576 | 1 | 3.228 | 395 | 32.9 | 381.5407 | 57.5875 | 0.88594 | 6.7605 | -5.7605 | 0 | 60 | 100% | 0 | 0 | 0 | 5.76 | 0 | 0 | 0
| 4577 | 0.44444 | 3.228 | 236 | 32.6 | 227.9585 | 47.35 | 0.92178 | 4.2025 | -3.7581 | 0 | 60 | 100% | 0 | 0 | 0 | 3.76 | 0 | 0 | 0
| 4578 | 0.44444 | 3.228 | 94 | 32.3 | 90.797 | 38.175 | 0.95389 | 1.7322 | -1.2878 | 0 | 60 | 100% | 0 | 0 | 0 | 1.29 | 0 | 0 | 0
| 4579 | 7.7444 | 7.7444 | 9 | 32 | 8.6933 | 32.5625 | 0.97353 | 0.16926 | 7.5752 | 11 | 60 | 100% | 0 | 0 | 0 | 0 | 0 | 0 | 0
| 4580 | 8.9667 | 8.9667 | 0 | 32 | 0 | 32 | 0.9755 | 0 | 8.9667 | 10 | 52.0151 | 86.69% | 0 | 0 | 0 | 0 | 0 | 0 | 0
| 4581 | 8.9667 | 8.9667 | 0 | 31.3 | 0 | 31.3 | 0.97795 | 0 | 8.9667 | 9 | 42.5634 | 70.94% | 0 | 0 | 0 | 0 | 0 | 0 | 0
| 4582 | 8.9667 | 8.9667 | 0 | 30.7 | 0 | 30.7 | 0.98005 | 0 | 8.9667 | 8 | 33.1117 | 55.19% | 0 | 0 | 0 | 0 | 0 | 0 | 0
| 4583 | 7.3 | 7.3 | 0 | 30.3 | 0 | 30.3 | 0.98145 | 0 | 7.3 | 7 | 23.66 | 39.43% | 0 | 0 | 0 | 0 | 0 | 0 | 0
| 4584 | 1.6889 | 3.228 | 0 | 29.9 | 0 | 29.9 | 0.98285 | 0 | 1.6889 | 6 | 15.9651 | 26.61% | 0 | 0 | 0 | 0 | 0 | 0 | 0
| 4585 | 1.1333 | 3.228 | 0 | 29.5 | 0 | 29.5 | 0.98425 | 0 | 1.1333 | 5 | 14.1848 | 23.64% | 0 | 0 | 0 | 0 | 0 | 0 | 0
| 4586 | 1.1333 | 3.228 | 0 | 28.7 | 0 | 28.7 | 0.98705 | 0 | 1.1333 | 4 | 12.9902 | 21.65% | 0 | 0 | 0 | 0 | 0.19 | 0 | 0
| 4587 | 0.022222 | 3.228 | 0 | 28 | 0 | 28 | 0.9895 | 0 | 0.022222 | 3 | 12 | 20% | 0 | 0 | 0 | 0 | 0.02 | 0 | 0
| 4588 | 0.022222 | 3.228 | 0 | 27.2 | 0 | 27.2 | 0.9923 | 0 | 0.022222 | 2 | 12 | 20% | 0 | 0 | 0 | 0 | 0.02 | 0 | 0
| 4589 | 0.022222 | 3.228 | 0 | 27.3 | 0 | 27.3 | 0.99195 | 0 | 0.022222 | 1 | 12 | 20% | 0 | 0 | 0 | 0 | 0.02 | 0 | 0
| 4590 | 0.022222 | 3.228 | 0 | 27.5 | 0 | 27.5 | 0.99125 | 0 | 0.022222 | 0 | 12 | 20% | 0 | 0 | 0 | 0 | 0.02 | 0 | 0
| 4591 | 0.022222 | 3.228 | 28 | 27.6 | 27.0459 | 29.35 | 0.98477 | 0.53268 | -0.51046 | 0 | 12 | 20% | 0 | 0 | 0 | 0 | 0 | 0 | 0
| 4592 | 0.66667 | 3.228 | 152 | 28.1 | 146.8207 | 37.6 | 0.9559 | 2.8069 | -2.1403 | 0 | 12.4843 | 20.81% | 1 | 1 | 0.8 | 0 | 0 | 0 | 0
| 4593 | 0.77778 | 3.228 | 295 | 28.5 | 284.9481 | 46.9375 | 0.92322 | 5.2614 | -4.4836 | 0 | 14.5147 | 24.19% | 1 | 0 | 0 | 0 | 0 | 0 | 0
| 4594 | 1.0444 | 3.228 | 423 | 29 | 408.5866 | 55.4375 | 0.89347 | 7.3012 | -6.2567 | 0 | 18.7682 | 31.28% | 1 | 0 | 0 | 0 | 0 | 0 | 0
| 4595 | 1.0444 | 3.228 | 521 | 30.4 | 503.2474 | 62.9625 | 0.86713 | 8.7276 | -7.6832 | 0 | 24.7039 | 41.17% | 1 | 0 | 0 | 0 | 0 | 0 | 0
| 4596 | 1.6 | 3.228 | 580 | 31.8 | 560.237 | 68.05 | 0.84932 | 9.5165 | -7.9165 | 0 | 31.9928 | 53.32% | 1 | 0 | 0 | 0 | 0 | 0 | 0
| 4597 | 1.3778 | 3.228 | 597 | 33.2 | 576.6577 | 70.5125 | 0.84071 | 9.696 | -8.3182 | 0 | 39.503 | 65.84% | 1 | 0 | 0 | 0 | 0 | 0 | 0
| 4598 | 1.1111 | 3.228 | 622 | 33.3 | 600.8059 | 72.175 | 0.83489 | 10.0321 | -8.921 | 0 | 47.3944 | 78.99% | 1 | 0 | 0 | 0 | 0 | 0 | 0
| 4599 | 1.1111 | 3.228 | 588 | 33.3 | 567.9644 | 70.05 | 0.84232 | 9.5682 | -8.4571 | 0 | 55.8576 | 93.1% | 1 | 0 | 0 | 4.09 | 0 | 0 | 0
| 4600 | 1 | 3.228 | 494 | 33.4 | 477.1674 | 64.275 | 0.86254 | 8.2315 | -7.2315 | 0 | 60 | 100% | 1 | 0 | 0 | 7.23 | 0 | 0 | 0
| 4601 | 0.44444 | 3.228 | 308 | 31.3 | 297.5052 | 50.55 | 0.91058 | 5.418 | -4.9736 | 0 | 60 | 100% | 0 | 0 | 0 | 4.97 | 0 | 0 | 0
| 4602 | 0.44444 | 3.228 | 130 | 29.3 | 125.5704 | 37.425 | 0.95651 | 2.4022 | -1.9577 | 0 | 60 | 100% | 0 | 0 | 0 | 1.96 | 0 | 0 | 0
| 4603 | 7.7444 | 7.7444 | 13 | 27.2 | 12.557 | 28.0125 | 0.98946 | 0.24849 | 7.496 | 11 | 60 | 100% | 0 | 0 | 0 | 0 | 0 | 0 | 0
| 4604 | 8.9667 | 8.9667 | 0 | 27.2 | 0 | 27.2 | 0.9923 | 0 | 8.9667 | 10 | 52.0986 | 86.83% | 0 | 0 | 0 | 0 | 0 | 0 | 0
| 4605 | 8.9667 | 8.9667 | 0 | 27.1 | 0 | 27.1 | 0.99265 | 0 | 8.9667 | 9 | 42.6469 | 71.08% | 0 | 0 | 0 | 0 | 0 | 0 | 0
| 4606 | 8.9667 | 8.9667 | 0 | 27.1 | 0 | 27.1 | 0.99265 | 0 | 8.9667 | 8 | 33.1952 | 55.33% | 0 | 0 | 0 | 0 | 0 | 0 | 0
| 4607 | 7.3 | 7.3 | 0 | 26.9 | 0 | 26.9 | 0.99335 | 0 | 7.3 | 7 | 23.7435 | 39.57% | 0 | 0 | 0 | 0 | 0 | 0 | 0
| 4608 | 1.6889 | 3.228 | 0 | 26.8 | 0 | 26.8 | 0.9937 | 0 | 1.6889 | 6 | 16.0486 | 26.75% | 0 | 0 | 0 | 0 | 0 | 0 | 0
| 4609 | 1.1333 | 3.228 | 0 | 26.6 | 0 | 26.6 | 0.9944 | 0 | 1.1333 | 5 | 14.2684 | 23.78% | 0 | 0 | 0 | 0 | 0 | 0 | 0
| 4610 | 1.1333 | 3.228 | 0 | 26.4 | 0 | 26.4 | 0.9951 | 0 | 1.1333 | 4 | 13.0737 | 21.79% | 0 | 0 | 0 | 0 | 0.11 | 0 | 0
| 4611 | 0.022222 | 3.228 | 0 | 26.2 | 0 | 26.2 | 0.9958 | 0 | 0.022222 | 3 | 12 | 20% | 0 | 0 | 0 | 0 | 0.02 | 0 | 0
| 4612 | 0.022222 | 3.228 | 0 | 26 | 0 | 26 | 0.9965 | 0 | 0.022222 | 2 | 12 | 20% | 0 | 0 | 0 | 0 | 0.02 | 0 | 0
| 4613 | 0.022222 | 3.228 | 0 | 25.8 | 0 | 25.8 | 0.9972 | 0 | 0.022222 | 1 | 12 | 20% | 0 | 0 | 0 | 0 | 0.02 | 0 | 0
| 4614 | 0.022222 | 3.228 | 0 | 25.7 | 0 | 25.7 | 0.99755 | 0 | 0.022222 | 0 | 12 | 20% | 0 | 0 | 0 | 0 | 0.02 | 0 | 0
| 4615 | 0.022222 | 3.228 | 28 | 25.5 | 27.0459 | 27.25 | 0.99213 | 0.53666 | -0.51444 | 0 | 12 | 20% | 0 | 0 | 0 | 0 | 0 | 0 | 0
| 4616 | 0.66667 | 3.228 | 178 | 26.8 | 171.9348 | 37.925 | 0.95476 | 3.2831 | -2.6165 | 0 | 12.488 | 20.81% | 1 | 1 | 0.8 | 0 | 0 | 0 | 0
| 4617 | 0.77778 | 3.228 | 387 | 28.1 | 373.8133 | 52.2875 | 0.90449 | 6.7622 | -5.9845 | 0 | 14.9702 | 24.95% | 1 | 0 | 0 | 0 | 0 | 0 | 0
| 4618 | 1.0444 | 3.228 | 603 | 29.4 | 582.4533 | 67.0875 | 0.85269 | 9.9331 | -8.8886 | 0 | 20.6476 | 34.41% | 1 | 0 | 0 | 0 | 0 | 0 | 0
| 4619 | 1.0444 | 3.228 | 648 | 28.8 | 625.9199 | 69.3 | 0.84495 | 10.5774 | -9.533 | 0 | 29.0801 | 48.47% | 1 | 0 | 0 | 0 | 0 | 0 | 0
| 4620 | 1.6 | 3.228 | 579 | 28.2 | 559.2711 | 64.3875 | 0.86214 | 9.6434 | -8.0434 | 0 | 38.1239 | 63.54% | 1 | 0 | 0 | 0 | 0 | 0 | 0
| 4621 | 1.3778 | 3.228 | 402 | 27.6 | 388.3022 | 52.725 | 0.90296 | 7.0124 | -5.6347 | 0 | 45.7546 | 76.26% | 1 | 0 | 0 | 0 | 0 | 0 | 0
| 4622 | 1.1111 | 3.228 | 384 | 27 | 370.9155 | 51 | 0.909 | 6.7432 | -5.6321 | 0 | 51.1001 | 85.17% | 1 | 0 | 0 | 0 | 0 | 0 | 0
| 4623 | 1.1111 | 3.228 | 337 | 27.3 | 325.517 | 48.3625 | 0.91823 | 5.978 | -4.8669 | 0 | 56.4432 | 94.07% | 1 | 0 | 0 | 1.12 | 0 | 0 | 0
| 4624 | 1 | 3.228 | 266 | 27.6 | 256.9363 | 44.225 | 0.93271 | 4.793 | -3.793 | 0 | 60 | 100% | 1 | 0 | 0 | 3.79 | 0 | 0 | 0
| 4625 | 0.44444 | 3.228 | 176 | 28 | 170.0029 | 39 | 0.951 | 3.2335 | -2.789 | 0 | 60 | 100% | 0 | 0 | 0 | 2.79 | 0 | 0 | 0
| 4626 | 0.44444 | 3.228 | 80 | 28.5 | 77.2741 | 33.5 | 0.97025 | 1.4995 | -1.0551 | 0 | 60 | 100% | 0 | 0 | 0 | 1.06 | 0 | 0 | 0
| 4627 | 7.7444 | 7.7444 | 9 | 28.9 | 8.6933 | 29.4625 | 0.98438 | 0.17115 | 7.5733 | 11 | 60 | 100% | 0 | 0 | 0 | 0 | 0 | 0 | 0
| 4628 | 8.9667 | 8.9667 | 0 | 27.7 | 0 | 27.7 | 0.99055 | 0 | 8.9667 | 10 | 52.017 | 86.7% | 0 | 0 | 0 | 0 | 0 | 0 | 0
| 4629 | 8.9667 | 8.9667 | 0 | 26.4 | 0 | 26.4 | 0.9951 | 0 | 8.9667 | 9 | 42.5654 | 70.94% | 0 | 0 | 0 | 0 | 0 | 0 | 0
| 4630 | 8.9667 | 8.9667 | 0 | 25.2 | 0 | 25.2 | 0.9993 | 0 | 8.9667 | 8 | 33.1137 | 55.19% | 0 | 0 | 0 | 0 | 0 | 0 | 0
| 4631 | 7.3 | 7.3 | 0 | 24.8 | 0 | 24.8 | 1.0007 | 0 | 7.3 | 7 | 23.662 | 39.44% | 0 | 0 | 0 | 0 | 0 | 0 | 0
| 4632 | 1.6889 | 3.228 | 0 | 24.4 | 0 | 24.4 | 1.0021 | 0 | 1.6889 | 6 | 15.9671 | 26.61% | 0 | 0 | 0 | 0 | 0 | 0 | 0
| 4633 | 1.1333 | 3.228 | 0 | 24 | 0 | 24 | 1.0035 | 0 | 1.1333 | 5 | 14.1868 | 23.64% | 0 | 0 | 0 | 0 | 0 | 0 | 0
| 4634 | 1.1333 | 3.228 | 0 | 24 | 0 | 24 | 1.0035 | 0 | 1.1333 | 4 | 12.9922 | 21.65% | 0 | 0 | 0 | 0 | 0.19 | 0 | 0
| 4635 | 0.022222 | 3.228 | 0 | 24 | 0 | 24 | 1.0035 | 0 | 0.022222 | 3 | 12 | 20% | 0 | 0 | 0 | 0 | 0.02 | 0 | 0
| 4636 | 0.022222 | 3.228 | 0 | 24 | 0 | 24 | 1.0035 | 0 | 0.022222 | 2 | 12 | 20% | 0 | 0 | 0 | 0 | 0.02 | 0 | 0
| 4637 | 0.022222 | 3.228 | 0 | 24.2 | 0 | 24.2 | 1.0028 | 0 | 0.022222 | 1 | 12 | 20% | 0 | 0 | 0 | 0 | 0.02 | 0 | 0
| 4638 | 0.022222 | 3.228 | 0 | 24.3 | 0 | 24.3 | 1.0025 | 0 | 0.022222 | 0 | 12 | 20% | 0 | 0 | 0 | 0 | 0.02 | 0 | 0
| 4639 | 0.022222 | 3.228 | 27 | 24.5 | 26.08 | 26.1875 | 0.99584 | 0.51943 | -0.49721 | 0 | 12 | 20% | 0 | 0 | 0 | 0 | 0 | 0 | 0
| 4640 | 0.66667 | 3.228 | 136 | 25.4 | 131.3659 | 33.9 | 0.96885 | 2.5455 | -1.8788 | 0 | 12.4717 | 20.79% | 1 | 1 | 0.8 | 0 | 0 | 0 | 0
| 4641 | 0.77778 | 3.228 | 233 | 26.3 | 225.0607 | 40.8625 | 0.94448 | 4.2513 | -3.4735 | 0 | 14.2541 | 23.76% | 1 | 0 | 0 | 0 | 0 | 0 | 0
| 4642 | 1.0444 | 3.228 | 284 | 27.2 | 274.3229 | 44.95 | 0.93017 | 5.1034 | -4.0589 | 0 | 17.5494 | 29.25% | 1 | 0 | 0 | 0 | 0 | 0 | 0
| 4643 | 1.0444 | 3.228 | 350 | 26.4 | 338.074 | 48.275 | 0.91854 | 6.2107 | -5.1662 | 0 | 21.4 | 35.67% | 1 | 0 | 0 | 0 | 0 | 0 | 0
| 4644 | 1.6 | 3.228 | 391 | 25.5 | 377.677 | 49.9375 | 0.91272 | 6.8943 | -5.2943 | 0 | 26.3011 | 43.84% | 1 | 0 | 0 | 0 | 0 | 0 | 0
| 4645 | 1.3778 | 3.228 | 403 | 24.7 | 389.2681 | 49.8875 | 0.91289 | 7.1072 | -5.7294 | 0 | 31.3237 | 52.21% | 1 | 0 | 0 | 0 | 0 | 0 | 0
| 4646 | 1.1111 | 3.228 | 384 | 25.3 | 370.9155 | 49.3 | 0.91495 | 6.7874 | -5.6763 | 0 | 36.7591 | 61.27% | 1 | 0 | 0 | 0 | 0 | 0 | 0
| 4647 | 1.1111 | 3.228 | 338 | 25.8 | 326.4829 | 46.925 | 0.92326 | 6.0286 | -4.9175 | 0 | 42.1441 | 70.24% | 1 | 0 | 0 | 0 | 0 | 0 | 0
| 4648 | 1 | 3.228 | 266 | 26.4 | 256.9363 | 43.025 | 0.93691 | 4.8145 | -3.8145 | 0 | 46.8092 | 78.02% | 1 | 0 | 0 | 0 | 0 | 0 | 0
| 4649 | 0.44444 | 3.228 | 177 | 26.4 | 170.9689 | 37.4625 | 0.95638 | 3.2702 | -2.8258 | 0 | 50.428 | 84.05% | 1 | 0 | 0 | 0 | 0 | 0 | 0
| 4650 | 0.44444 | 3.228 | 80 | 26.4 | 77.2741 | 31.4 | 0.9776 | 1.5109 | -1.0664 | 0 | 53.1088 | 88.51% | 1 | 0 | 0 | 0 | 0 | 0 | 0
| 4651 | 7.7444 | 7.7444 | 9 | 26.4 | 8.6933 | 26.9625 | 0.99313 | 0.17267 | 7.5718 | 11 | 54.1205 | 90.2% | 1 | 0 | 0 | 0 | 0 | 0 | 0
| 4652 | 8.9667 | 8.9667 | 0 | 26 | 0 | 26 | 0.9965 | 0 | 8.9667 | 10 | 46.1391 | 76.9% | 0 | 0 | 0 | 0 | 0 | 0 | 0
| 4653 | 8.9667 | 8.9667 | 0 | 25.5 | 0 | 25.5 | 0.99825 | 0 | 8.9667 | 9 | 36.6874 | 61.15% | 0 | 0 | 0 | 0 | 0 | 0 | 0
| 4654 | 8.9667 | 8.9667 | 0 | 25.1 | 0 | 25.1 | 0.99965 | 0 | 8.9667 | 8 | 27.2357 | 45.39% | 0 | 0 | 0 | 0 | 0 | 0 | 0
| 4655 | 7.3 | 7.3 | 0 | 25 | 0 | 25 | 1 | 0 | 7.3 | 7 | 17.784 | 29.64% | 0 | 0 | 0 | 0 | 1.81 | 0 | 0
| 4656 | 1.6889 | 3.228 | 0 | 24.9 | 0 | 24.9 | 1.0004 | 0 | 1.6889 | 6 | 12 | 20% | 0 | 0 | 0 | 0 | 1.69 | 0 | 0
| 4657 | 1.1333 | 3.228 | 0 | 24.8 | 0 | 24.8 | 1.0007 | 0 | 1.1333 | 5 | 12 | 20% | 0 | 0 | 0 | 0 | 1.13 | 0 | 0
| 4658 | 1.1333 | 3.228 | 0 | 24.9 | 0 | 24.9 | 1.0004 | 0 | 1.1333 | 4 | 12 | 20% | 0 | 0 | 0 | 0 | 1.13 | 0 | 0
| 4659 | 0.022222 | 3.228 | 0 | 24.9 | 0 | 24.9 | 1.0004 | 0 | 0.022222 | 3 | 12 | 20% | 0 | 0 | 0 | 0 | 0.02 | 0 | 0
| 4660 | 0.022222 | 3.228 | 0 | 25 | 0 | 25 | 1 | 0 | 0.022222 | 2 | 12 | 20% | 0 | 0 | 0 | 0 | 0.02 | 0 | 0
| 4661 | 0.022222 | 3.228 | 0 | 25.1 | 0 | 25.1 | 0.99965 | 0 | 0.022222 | 1 | 12 | 20% | 0 | 0 | 0 | 0 | 0.02 | 0 | 0
| 4662 | 0.022222 | 3.228 | 0 | 25.1 | 0 | 25.1 | 0.99965 | 0 | 0.022222 | 0 | 12 | 20% | 0 | 0 | 0 | 0 | 0.02 | 0 | 0
| 4663 | 0.022222 | 3.228 | 27 | 25.2 | 26.08 | 26.8875 | 0.99339 | 0.51815 | -0.49593 | 0 | 12 | 20% | 0 | 0 | 0 | 0 | 0 | 0 | 0
| 4664 | 0.66667 | 3.228 | 164 | 26.6 | 158.4118 | 36.85 | 0.95852 | 3.0368 | -2.3702 | 0 | 12.4705 | 20.78% | 1 | 1 | 0.8 | 0 | 0 | 0 | 0
| 4665 | 0.77778 | 3.228 | 345 | 28.1 | 333.2444 | 49.6625 | 0.91368 | 6.0896 | -5.3118 | 0 | 14.719 | 24.53% | 1 | 0 | 0 | 0 | 0 | 0 | 0
| 4666 | 1.0444 | 3.228 | 526 | 29.5 | 508.077 | 62.375 | 0.86919 | 8.8323 | -7.7878 | 0 | 19.7582 | 32.93% | 1 | 0 | 0 | 0 | 0 | 0 | 0
| 4667 | 1.0444 | 3.228 | 649 | 30.4 | 626.8859 | 70.9625 | 0.83913 | 10.5208 | -9.4763 | 0 | 27.1464 | 45.24% | 1 | 0 | 0 | 0 | 0 | 0 | 0
| 4668 | 1.6 | 3.228 | 723 | 31.4 | 698.3644 | 76.5875 | 0.81944 | 11.4454 | -9.8454 | 0 | 36.1365 | 60.23% | 1 | 0 | 0 | 0 | 0 | 0 | 0
| 4669 | 1.3778 | 3.228 | 745 | 32.3 | 719.6147 | 78.8625 | 0.81148 | 11.6791 | -10.3013 | 0 | 45.4767 | 75.79% | 1 | 0 | 0 | 0 | 0 | 0 | 0
| 4670 | 1.1111 | 3.228 | 712 | 32.8 | 687.7392 | 77.3 | 0.81695 | 11.237 | -10.1259 | 0 | 55.2493 | 92.08% | 1 | 0 | 0 | 5.12 | 0 | 0 | 0
| 4671 | 1.1111 | 3.228 | 626 | 33.4 | 604.6696 | 72.525 | 0.83366 | 10.0818 | -8.9707 | 0 | 60 | 100% | 1 | 0 | 0 | 8.97 | 0 | 0 | 0
| 4672 | 1 | 3.228 | 495 | 33.9 | 478.1333 | 64.8375 | 0.86057 | 8.2293 | -7.2293 | 0 | 60 | 100% | 0 | 0 | 0 | 7.23 | 0 | 0 | 0
| 4673 | 0.44444 | 3.228 | 328 | 33 | 316.8237 | 53.5 | 0.90025 | 5.7044 | -5.26 | 0 | 60 | 100% | 0 | 0 | 0 | 5.26 | 0 | 0 | 0
| 4674 | 0.44444 | 3.228 | 149 | 32.1 | 143.9229 | 41.4125 | 0.94256 | 2.7131 | -2.2687 | 0 | 60 | 100% | 0 | 0 | 0 | 2.27 | 0 | 0 | 0
| 4675 | 7.7444 | 7.7444 | 16 | 31.2 | 15.4548 | 32.2 | 0.9748 | 0.30131 | 7.4431 | 11 | 60 | 100% | 0 | 0 | 0 | 0 | 0 | 0 | 0
| 4676 | 8.9667 | 8.9667 | 0 | 30.6 | 0 | 30.6 | 0.9804 | 0 | 8.9667 | 10 | 52.1542 | 86.92% | 0 | 0 | 0 | 0 | 0 | 0 | 0
| 4677 | 8.9667 | 8.9667 | 0 | 30.1 | 0 | 30.1 | 0.98215 | 0 | 8.9667 | 9 | 42.7025 | 71.17% | 0 | 0 | 0 | 0 | 0 | 0 | 0
| 4678 | 8.9667 | 8.9667 | 0 | 29.5 | 0 | 29.5 | 0.98425 | 0 | 8.9667 | 8 | 33.2509 | 55.42% | 0 | 0 | 0 | 0 | 0 | 0 | 0
| 4679 | 7.3 | 7.3 | 0 | 29.2 | 0 | 29.2 | 0.9853 | 0 | 7.3 | 7 | 23.7992 | 39.67% | 0 | 0 | 0 | 0 | 0 | 0 | 0
| 4680 | 1.6889 | 3.228 | 0 | 29 | 0 | 29 | 0.986 | 0 | 1.6889 | 6 | 16.1043 | 26.84% | 0 | 0 | 0 | 0 | 0 | 0 | 0
| 4681 | 1.1333 | 3.228 | 0 | 28.7 | 0 | 28.7 | 0.98705 | 0 | 1.1333 | 5 | 14.324 | 23.87% | 0 | 0 | 0 | 0 | 0 | 0 | 0
| 4682 | 1.1333 | 3.228 | 0 | 28.3 | 0 | 28.3 | 0.98845 | 0 | 1.1333 | 4 | 13.1294 | 21.88% | 0 | 0 | 0 | 0 | 0.06 | 0 | 0
| 4683 | 0.022222 | 3.228 | 0 | 27.9 | 0 | 27.9 | 0.98985 | 0 | 0.022222 | 3 | 12 | 20% | 0 | 0 | 0 | 0 | 0.02 | 0 | 0
| 4684 | 0.022222 | 3.228 | 0 | 27.5 | 0 | 27.5 | 0.99125 | 0 | 0.022222 | 2 | 12 | 20% | 0 | 0 | 0 | 0 | 0.02 | 0 | 0
| 4685 | 0.022222 | 3.228 | 0 | 27.4 | 0 | 27.4 | 0.9916 | 0 | 0.022222 | 1 | 12 | 20% | 0 | 0 | 0 | 0 | 0.02 | 0 | 0
| 4686 | 0.022222 | 3.228 | 0 | 27.3 | 0 | 27.3 | 0.99195 | 0 | 0.022222 | 0 | 12 | 20% | 0 | 0 | 0 | 0 | 0.02 | 0 | 0
| 4687 | 0.022222 | 3.228 | 26 | 27.2 | 25.1141 | 28.825 | 0.98661 | 0.49556 | -0.47333 | 0 | 12 | 20% | 0 | 0 | 0 | 0 | 0 | 0 | 0
| 4688 | 0.66667 | 3.228 | 164 | 28.1 | 158.4118 | 38.35 | 0.95327 | 3.0202 | -2.3535 | 0 | 12.449 | 20.75% | 1 | 1 | 0.8 | 0 | 0 | 0 | 0
| 4689 | 0.77778 | 3.228 | 345 | 29.1 | 333.2444 | 50.6625 | 0.91018 | 6.0663 | -5.2885 | 0 | 14.6818 | 24.47% | 1 | 0 | 0 | 0 | 0 | 0 | 0
| 4690 | 1.0444 | 3.228 | 527 | 30 | 509.0429 | 62.9375 | 0.86722 | 8.829 | -7.7846 | 0 | 19.6989 | 32.83% | 1 | 0 | 0 | 0 | 0 | 0 | 0
| 4691 | 1.0444 | 3.228 | 650 | 30.9 | 627.8518 | 71.525 | 0.83716 | 10.5123 | -9.4678 | 0 | 27.084 | 45.14% | 1 | 0 | 0 | 0 | 0 | 0 | 0
| 4692 | 1.6 | 3.228 | 725 | 31.7 | 700.2962 | 77.0125 | 0.81796 | 11.4562 | -9.8562 | 0 | 36.066 | 60.11% | 1 | 0 | 0 | 0 | 0 | 0 | 0
| 4693 | 1.3778 | 3.228 | 747 | 32.6 | 721.5466 | 79.2875 | 0.80999 | 11.689 | -10.3112 | 0 | 45.4164 | 75.69% | 1 | 0 | 0 | 0 | 0 | 0 | 0
| 4694 | 1.1111 | 3.228 | 670 | 34 | 647.1703 | 75.875 | 0.82194 | 10.6387 | -9.5276 | 0 | 55.1985 | 92% | 1 | 0 | 0 | 4.47 | 0 | 0 | 0
| 4695 | 1.1111 | 3.228 | 548 | 34.8 | 529.3274 | 69.05 | 0.84583 | 8.9544 | -7.8433 | 0 | 60 | 100% | 1 | 0 | 0 | 7.84 | 0 | 0 | 0
| 4696 | 1 | 3.228 | 397 | 35.6 | 383.4726 | 60.4125 | 0.87606 | 6.7189 | -5.7189 | 0 | 60 | 100% | 0 | 0 | 0 | 5.72 | 0 | 0 | 0
| 4697 | 0.44444 | 3.228 | 263 | 34.2 | 254.0385 | 50.6375 | 0.91027 | 4.6249 | -4.1804 | 0 | 60 | 100% | 0 | 0 | 0 | 4.18 | 0 | 0 | 0
| 4698 | 0.44444 | 3.228 | 119 | 32.7 | 114.9452 | 40.1375 | 0.94702 | 2.1771 | -1.7327 | 0 | 60 | 100% | 0 | 0 | 0 | 1.73 | 0 | 0 | 0
| 4699 | 7.7444 | 7.7444 | 13 | 31.3 | 12.557 | 32.1125 | 0.97511 | 0.24489 | 7.4996 | 11 | 60 | 100% | 0 | 0 | 0 | 0 | 0 | 0 | 0
| 4700 | 8.9667 | 8.9667 | 0 | 30.6 | 0 | 30.6 | 0.9804 | 0 | 8.9667 | 10 | 52.0948 | 86.82% | 0 | 0 | 0 | 0 | 0 | 0 | 0
| 4701 | 8.9667 | 8.9667 | 0 | 29.8 | 0 | 29.8 | 0.9832 | 0 | 8.9667 | 9 | 42.6431 | 71.07% | 0 | 0 | 0 | 0 | 0 | 0 | 0
| 4702 | 8.9667 | 8.9667 | 0 | 29.1 | 0 | 29.1 | 0.98565 | 0 | 8.9667 | 8 | 33.1914 | 55.32% | 0 | 0 | 0 | 0 | 0 | 0 | 0
| 4703 | 7.3 | 7.3 | 0 | 28.7 | 0 | 28.7 | 0.98705 | 0 | 7.3 | 7 | 23.7397 | 39.57% | 0 | 0 | 0 | 0 | 0 | 0 | 0
| 4704 | 1.6889 | 3.228 | 0 | 28.3 | 0 | 28.3 | 0.98845 | 0 | 1.6889 | 6 | 16.0448 | 26.74% | 0 | 0 | 0 | 0 | 0 | 0 | 0
| 4705 | 1.1333 | 3.228 | 0 | 27.9 | 0 | 27.9 | 0.98985 | 0 | 1.1333 | 5 | 14.2646 | 23.77% | 0 | 0 | 0 | 0 | 0 | 0 | 0
| 4706 | 1.1333 | 3.228 | 0 | 27.6 | 0 | 27.6 | 0.9909 | 0 | 1.1333 | 4 | 13.0699 | 21.78% | 0 | 0 | 0 | 0 | 0.12 | 0 | 0
| 4707 | 0.022222 | 3.228 | 0 | 27.3 | 0 | 27.3 | 0.99195 | 0 | 0.022222 | 3 | 12 | 20% | 0 | 0 | 0 | 0 | 0.02 | 0 | 0
| 4708 | 0.022222 | 3.228 | 0 | 27 | 0 | 27 | 0.993 | 0 | 0.022222 | 2 | 12 | 20% | 0 | 0 | 0 | 0 | 0.02 | 0 | 0
| 4709 | 0.022222 | 3.228 | 0 | 26.9 | 0 | 26.9 | 0.99335 | 0 | 0.022222 | 1 | 12 | 20% | 0 | 0 | 0 | 0 | 0.02 | 0 | 0
| 4710 | 0.022222 | 3.228 | 0 | 26.7 | 0 | 26.7 | 0.99405 | 0 | 0.022222 | 0 | 12 | 20% | 0 | 0 | 0 | 0 | 0.02 | 0 | 0
| 4711 | 0.022222 | 3.228 | 32 | 26.6 | 30.9096 | 28.6 | 0.9874 | 0.6104 | -0.58818 | 0 | 12 | 20% | 0 | 0 | 0 | 0 | 0 | 0 | 0
| 4712 | 0.66667 | 3.228 | 213 | 28 | 205.7422 | 41.3125 | 0.94291 | 3.8799 | -3.2132 | 0 | 12.558 | 20.93% | 1 | 1 | 0.8 | 0 | 0 | 0 | 0
| 4713 | 0.77778 | 3.228 | 455 | 29.3 | 439.4963 | 57.7375 | 0.88542 | 7.7828 | -7.005 | 0 | 15.6063 | 26.01% | 1 | 0 | 0 | 0 | 0 | 0 | 0
| 4714 | 1.0444 | 3.228 | 687 | 30.7 | 663.591 | 73.6375 | 0.82977 | 11.0125 | -9.9681 | 0 | 22.2519 | 37.09% | 1 | 0 | 0 | 0 | 0 | 0 | 0
| 4715 | 1.0444 | 3.228 | 847 | 31.5 | 818.1392 | 84.4375 | 0.79197 | 12.9588 | -11.9144 | 0 | 31.7084 | 52.85% | 1 | 0 | 0 | 1.15 | 0 | 0 | 0
| 4716 | 1.6 | 3.228 | 945 | 32.4 | 912.7999 | 91.4625 | 0.76738 | 14.0093 | -12.4093 | 0 | 41.9163 | 69.86% | 1 | 0 | 0 | 1.65 | 0 | 0 | 0
| 4717 | 1.3778 | 3.228 | 974 | 33.2 | 940.8118 | 94.075 | 0.75824 | 14.2672 | -12.8894 | 0 | 52.1241 | 86.87% | 1 | 0 | 0 | 4.59 | 0 | 0 | 0
| 4718 | 1.1111 | 3.228 | 904 | 33.8 | 873.1969 | 90.3 | 0.77145 | 13.4726 | -12.3614 | 0 | 60 | 100% | 1 | 0 | 0 | 12.36 | 0 | 0 | 0
| 4719 | 1.1111 | 3.228 | 762 | 34.3 | 736.0355 | 81.925 | 0.80076 | 11.7878 | -10.6767 | 0 | 60 | 100% | 0 | 0 | 0 | 10.68 | 0 | 0 | 0
| 4720 | 1 | 3.228 | 567 | 34.9 | 547.6799 | 70.3375 | 0.84132 | 9.2155 | -8.2155 | 0 | 60 | 100% | 0 | 0 | 0 | 8.22 | 0 | 0 | 0
| 4721 | 0.44444 | 3.228 | 346 | 32.6 | 334.2103 | 54.225 | 0.89771 | 6.0005 | -5.5561 | 0 | 60 | 100% | 0 | 0 | 0 | 5.56 | 0 | 0 | 0
| 4722 | 0.44444 | 3.228 | 140 | 30.3 | 135.2296 | 39.05 | 0.95083 | 2.5716 | -2.1271 | 0 | 60 | 100% | 0 | 0 | 0 | 2.13 | 0 | 0 | 0
| 4723 | 7.7444 | 7.7444 | 13 | 28 | 12.557 | 28.8125 | 0.98666 | 0.24779 | 7.4967 | 11 | 60 | 100% | 0 | 0 | 0 | 0 | 0 | 0 | 0
| 4724 | 8.9667 | 8.9667 | 0 | 28.3 | 0 | 28.3 | 0.98845 | 0 | 8.9667 | 10 | 52.0978 | 86.83% | 0 | 0 | 0 | 0 | 0 | 0 | 0
| 4725 | 8.9667 | 8.9667 | 0 | 28.5 | 0 | 28.5 | 0.98775 | 0 | 8.9667 | 9 | 42.6461 | 71.08% | 0 | 0 | 0 | 0 | 0 | 0 | 0
| 4726 | 8.9667 | 8.9667 | 0 | 28.8 | 0 | 28.8 | 0.9867 | 0 | 8.9667 | 8 | 33.1944 | 55.32% | 0 | 0 | 0 | 0 | 0 | 0 | 0
| 4727 | 7.3 | 7.3 | 0 | 28.4 | 0 | 28.4 | 0.9881 | 0 | 7.3 | 7 | 23.7427 | 39.57% | 0 | 0 | 0 | 0 | 0 | 0 | 0
| 4728 | 1.6889 | 3.228 | 0 | 28 | 0 | 28 | 0.9895 | 0 | 1.6889 | 6 | 16.0479 | 26.75% | 0 | 0 | 0 | 0 | 0 | 0 | 0
| 4729 | 1.1333 | 3.228 | 0 | 27.6 | 0 | 27.6 | 0.9909 | 0 | 1.1333 | 5 | 14.2676 | 23.78% | 0 | 0 | 0 | 0 | 0 | 0 | 0
| 4730 | 1.1333 | 3.228 | 0 | 27.3 | 0 | 27.3 | 0.99195 | 0 | 1.1333 | 4 | 13.073 | 21.79% | 0 | 0 | 0 | 0 | 0.12 | 0 | 0
| 4731 | 0.022222 | 3.228 | 0 | 26.9 | 0 | 26.9 | 0.99335 | 0 | 0.022222 | 3 | 12 | 20% | 0 | 0 | 0 | 0 | 0.02 | 0 | 0
| 4732 | 0.022222 | 3.228 | 0 | 26.6 | 0 | 26.6 | 0.9944 | 0 | 0.022222 | 2 | 12 | 20% | 0 | 0 | 0 | 0 | 0.02 | 0 | 0
| 4733 | 0.022222 | 3.228 | 0 | 26.6 | 0 | 26.6 | 0.9944 | 0 | 0.022222 | 1 | 12 | 20% | 0 | 0 | 0 | 0 | 0.02 | 0 | 0
| 4734 | 0.022222 | 3.228 | 0 | 26.7 | 0 | 26.7 | 0.99405 | 0 | 0.022222 | 0 | 12 | 20% | 0 | 0 | 0 | 0 | 0.02 | 0 | 0
| 4735 | 0.022222 | 3.228 | 26 | 26.7 | 25.1141 | 28.325 | 0.98836 | 0.49644 | -0.47421 | 0 | 12 | 20% | 0 | 0 | 0 | 0 | 0 | 0 | 0
| 4736 | 0.66667 | 3.228 | 150 | 28 | 144.8889 | 37.375 | 0.95669 | 2.7723 | -2.1056 | 0 | 12.4499 | 20.75% | 1 | 1 | 0.8 | 0 | 0 | 0 | 0
| 4737 | 0.77778 | 3.228 | 294 | 29.3 | 283.9822 | 47.675 | 0.92064 | 5.2289 | -4.4511 | 0 | 14.4474 | 24.08% | 1 | 0 | 0 | 0 | 0 | 0 | 0
| 4738 | 1.0444 | 3.228 | 423 | 30.6 | 408.5866 | 57.0375 | 0.88787 | 7.2554 | -6.211 | 0 | 18.6701 | 31.12% | 1 | 0 | 0 | 0 | 0 | 0 | 0
| 4739 | 1.0444 | 3.228 | 522 | 30.6 | 504.2133 | 63.225 | 0.86621 | 8.7351 | -7.6907 | 0 | 24.5624 | 40.94% | 1 | 0 | 0 | 0 | 0 | 0 | 0
| 4740 | 1.6 | 3.228 | 582 | 30.6 | 562.1688 | 66.975 | 0.85309 | 9.5916 | -7.9916 | 0 | 31.8584 | 53.1% | 1 | 0 | 0 | 0 | 0 | 0 | 0
| 4741 | 1.3778 | 3.228 | 599 | 30.6 | 578.5896 | 68.0375 | 0.84937 | 9.8287 | -8.4509 | 0 | 39.4399 | 65.73% | 1 | 0 | 0 | 0 | 0 | 0 | 0
| 4742 | 1.1111 | 3.228 | 572 | 31.9 | 552.5096 | 67.65 | 0.85072 | 9.4007 | -8.2896 | 0 | 47.4571 | 79.1% | 1 | 0 | 0 | 0 | 0 | 0 | 0
| 4743 | 1.1111 | 3.228 | 503 | 33.2 | 485.8607 | 64.6375 | 0.86127 | 8.3691 | -7.258 | 0 | 55.3213 | 92.2% | 1 | 0 | 0 | 2.33 | 0 | 0 | 0
| 4744 | 1 | 3.228 | 397 | 34.5 | 383.4726 | 59.3125 | 0.87991 | 6.7484 | -5.7484 | 0 | 60 | 100% | 1 | 0 | 0 | 5.75 | 0 | 0 | 0
| 4745 | 0.44444 | 3.228 | 287 | 33.1 | 277.2207 | 51.0375 | 0.90887 | 5.0391 | -4.5947 | 0 | 60 | 100% | 0 | 0 | 0 | 4.59 | 0 | 0 | 0
| 4746 | 0.44444 | 3.228 | 140 | 31.7 | 135.2296 | 40.45 | 0.94593 | 2.5583 | -2.1139 | 0 | 60 | 100% | 0 | 0 | 0 | 2.11 | 0 | 0 | 0
| 4747 | 7.7444 | 7.7444 | 16 | 30.3 | 15.4548 | 31.3 | 0.97795 | 0.30228 | 7.4422 | 11 | 60 | 100% | 0 | 0 | 0 | 0 | 0 | 0 | 0
| 4748 | 8.9667 | 8.9667 | 0 | 30.2 | 0 | 30.2 | 0.9818 | 0 | 8.9667 | 10 | 52.1553 | 86.93% | 0 | 0 | 0 | 0 | 0 | 0 | 0
| 4749 | 8.9667 | 8.9667 | 0 | 30 | 0 | 30 | 0.9825 | 0 | 8.9667 | 9 | 42.7036 | 71.17% | 0 | 0 | 0 | 0 | 0 | 0 | 0
| 4750 | 8.9667 | 8.9667 | 0 | 29.9 | 0 | 29.9 | 0.98285 | 0 | 8.9667 | 8 | 33.2519 | 55.42% | 0 | 0 | 0 | 0 | 0 | 0 | 0
| 4751 | 7.3 | 7.3 | 0 | 29.9 | 0 | 29.9 | 0.98285 | 0 | 7.3 | 7 | 23.8002 | 39.67% | 0 | 0 | 0 | 0 | 0 | 0 | 0
| 4752 | 1.6889 | 3.228 | 0 | 29.9 | 0 | 29.9 | 0.98285 | 0 | 1.6889 | 6 | 16.1053 | 26.84% | 0 | 0 | 0 | 0 | 0 | 0 | 0
| 4753 | 1.1333 | 3.228 | 0 | 28.4 | 0 | 28.4 | 0.9881 | 0 | 1.1333 | 5 | 14.3251 | 23.88% | 0 | 0 | 0 | 0 | 0 | 0 | 0
| 4754 | 1.1333 | 3.228 | 0 | 28 | 0 | 28 | 0.9895 | 0 | 1.1333 | 4 | 13.1304 | 21.88% | 0 | 0 | 0 | 0 | 0.06 | 0 | 0
| 4755 | 0.022222 | 3.228 | 0 | 27.7 | 0 | 27.7 | 0.99055 | 0 | 0.022222 | 3 | 12 | 20% | 0 | 0 | 0 | 0 | 0.02 | 0 | 0
| 4756 | 0.022222 | 3.228 | 0 | 27.3 | 0 | 27.3 | 0.99195 | 0 | 0.022222 | 2 | 12 | 20% | 0 | 0 | 0 | 0 | 0.02 | 0 | 0
| 4757 | 0.022222 | 3.228 | 0 | 27.2 | 0 | 27.2 | 0.9923 | 0 | 0.022222 | 1 | 12 | 20% | 0 | 0 | 0 | 0 | 0.02 | 0 | 0
| 4758 | 0.022222 | 3.228 | 0 | 27.1 | 0 | 27.1 | 0.99265 | 0 | 0.022222 | 0 | 12 | 20% | 0 | 0 | 0 | 0 | 0.02 | 0 | 0
| 4759 | 0.022222 | 3.228 | 31 | 27 | 29.9437 | 28.9375 | 0.98622 | 0.59062 | -0.5684 | 0 | 12 | 20% | 0 | 0 | 0 | 0 | 0 | 0 | 0
| 4760 | 0.66667 | 3.228 | 175 | 28.3 | 169.037 | 39.2375 | 0.95017 | 3.2123 | -2.5456 | 0 | 12.5392 | 20.9% | 1 | 1 | 0.8 | 0 | 0 | 0 | 0
| 4761 | 0.77778 | 3.228 | 320 | 29.6 | 309.0963 | 49.6 | 0.9139 | 5.6497 | -4.8719 | 0 | 14.9542 | 24.92% | 1 | 0 | 0 | 0 | 0 | 0 | 0
| 4762 | 1.0444 | 3.228 | 422 | 30.9 | 407.6207 | 57.275 | 0.88704 | 7.2315 | -6.1871 | 0 | 19.5761 | 32.63% | 1 | 0 | 0 | 0 | 0 | 0 | 0
| 4763 | 1.0444 | 3.228 | 521 | 30.9 | 503.2474 | 63.4625 | 0.86538 | 8.71 | -7.6656 | 0 | 25.4456 | 42.41% | 1 | 0 | 0 | 0 | 0 | 0 | 0
| 4764 | 1.6 | 3.228 | 582 | 30.9 | 562.1688 | 67.275 | 0.85204 | 9.5798 | -7.9798 | 0 | 32.7178 | 54.53% | 1 | 0 | 0 | 0 | 0 | 0 | 0
| 4765 | 1.3778 | 3.228 | 599 | 30.9 | 578.5896 | 68.3375 | 0.84832 | 9.8166 | -8.4388 | 0 | 40.2881 | 67.15% | 1 | 0 | 0 | 0 | 0 | 0 | 0
| 4766 | 1.1111 | 3.228 | 515 | 29.9 | 497.4518 | 62.0875 | 0.87019 | 8.6576 | -7.5465 | 0 | 48.2939 | 80.49% | 1 | 0 | 0 | 0 | 0 | 0 | 0
| 4767 | 1.1111 | 3.228 | 398 | 29 | 384.4385 | 53.875 | 0.89894 | 6.9117 | -5.8006 | 0 | 55.4531 | 92.42% | 1 | 0 | 0 | 1.01 | 0 | 0 | 0
| 4768 | 1 | 3.228 | 267 | 28 | 257.9022 | 44.6875 | 0.93109 | 4.8026 | -3.8026 | 0 | 60 | 100% | 1 | 0 | 0 | 3.8 | 0 | 0 | 0
| 4769 | 0.44444 | 3.228 | 208 | 27.7 | 200.9126 | 40.7 | 0.94505 | 3.7974 | -3.353 | 0 | 60 | 100% | 0 | 0 | 0 | 3.35 | 0 | 0 | 0
| 4770 | 0.44444 | 3.228 | 107 | 27.3 | 103.3541 | 33.9875 | 0.96854 | 2.0021 | -1.5576 | 0 | 60 | 100% | 0 | 0 | 0 | 1.56 | 0 | 0 | 0
| 4771 | 7.7444 | 7.7444 | 13 | 27 | 12.557 | 27.8125 | 0.99016 | 0.24867 | 7.4958 | 11 | 60 | 100% | 0 | 0 | 0 | 0 | 0 | 0 | 0
| 4772 | 8.9667 | 8.9667 | 0 | 27.2 | 0 | 27.2 | 0.9923 | 0 | 8.9667 | 10 | 52.0988 | 86.83% | 0 | 0 | 0 | 0 | 0 | 0 | 0
| 4773 | 8.9667 | 8.9667 | 0 | 27.4 | 0 | 27.4 | 0.9916 | 0 | 8.9667 | 9 | 42.6471 | 71.08% | 0 | 0 | 0 | 0 | 0 | 0 | 0
| 4774 | 8.9667 | 8.9667 | 0 | 27.6 | 0 | 27.6 | 0.9909 | 0 | 8.9667 | 8 | 33.1954 | 55.33% | 0 | 0 | 0 | 0 | 0 | 0 | 0
| 4775 | 7.3 | 7.3 | 0 | 27.4 | 0 | 27.4 | 0.9916 | 0 | 7.3 | 7 | 23.7437 | 39.57% | 0 | 0 | 0 | 0 | 0 | 0 | 0
| 4776 | 1.6889 | 3.228 | 0 | 27.3 | 0 | 27.3 | 0.99195 | 0 | 1.6889 | 6 | 16.0488 | 26.75% | 0 | 0 | 0 | 0 | 0 | 0 | 0
| 4777 | 1.1333 | 3.228 | 0 | 27.1 | 0 | 27.1 | 0.99265 | 0 | 1.1333 | 5 | 14.2685 | 23.78% | 0 | 0 | 0 | 0 | 0 | 0 | 0
| 4778 | 1.1333 | 3.228 | 0 | 27 | 0 | 27 | 0.993 | 0 | 1.1333 | 4 | 13.0739 | 21.79% | 0 | 0 | 0 | 0 | 0.11 | 0 | 0
| 4779 | 0.022222 | 3.228 | 0 | 26.8 | 0 | 26.8 | 0.9937 | 0 | 0.022222 | 3 | 12 | 20% | 0 | 0 | 0 | 0 | 0.02 | 0 | 0
| 4780 | 0.022222 | 3.228 | 0 | 26.7 | 0 | 26.7 | 0.99405 | 0 | 0.022222 | 2 | 12 | 20% | 0 | 0 | 0 | 0 | 0.02 | 0 | 0
| 4781 | 0.022222 | 3.228 | 0 | 26.8 | 0 | 26.8 | 0.9937 | 0 | 0.022222 | 1 | 12 | 20% | 0 | 0 | 0 | 0 | 0.02 | 0 | 0
| 4782 | 0.022222 | 3.228 | 0 | 26.9 | 0 | 26.9 | 0.99335 | 0 | 0.022222 | 0 | 12 | 20% | 0 | 0 | 0 | 0 | 0.02 | 0 | 0
| 4783 | 0.022222 | 3.228 | 25 | 27 | 24.1481 | 28.5625 | 0.98753 | 0.47694 | -0.45472 | 0 | 12 | 20% | 0 | 0 | 0 | 0 | 0 | 0 | 0
| 4784 | 0.66667 | 3.228 | 148 | 28.3 | 142.957 | 37.55 | 0.95608 | 2.7336 | -2.0669 | 0 | 12.4314 | 20.72% | 1 | 1 | 0.8 | 0 | 0 | 0 | 0
| 4785 | 0.77778 | 3.228 | 293 | 29.7 | 283.0163 | 48.0125 | 0.91946 | 5.2044 | -4.4266 | 0 | 14.3922 | 23.99% | 1 | 0 | 0 | 0 | 0 | 0 | 0
| 4786 | 1.0444 | 3.228 | 422 | 31 | 407.6207 | 57.375 | 0.88669 | 7.2286 | -6.1842 | 0 | 18.5917 | 30.99% | 1 | 0 | 0 | 0 | 0 | 0 | 0
| 4787 | 1.0444 | 3.228 | 521 | 31.5 | 503.2474 | 64.0625 | 0.86328 | 8.6889 | -7.6444 | 0 | 24.4585 | 40.76% | 1 | 0 | 0 | 0 | 0 | 0 | 0
| 4788 | 1.6 | 3.228 | 581 | 32 | 561.2029 | 68.3125 | 0.84841 | 9.5226 | -7.9226 | 0 | 31.7107 | 52.85% | 1 | 0 | 0 | 0 | 0 | 0 | 0
| 4789 | 1.3778 | 3.228 | 598 | 32.5 | 577.6236 | 69.875 | 0.84294 | 9.738 | -8.3602 | 0 | 39.2267 | 65.38% | 1 | 0 | 0 | 0 | 0 | 0 | 0
| 4790 | 1.1111 | 3.228 | 624 | 32.7 | 602.7377 | 71.7 | 0.83655 | 10.0844 | -8.9733 | 0 | 47.1579 | 78.6% | 1 | 0 | 0 | 0 | 0 | 0 | 0
| 4791 | 1.1111 | 3.228 | 591 | 32.9 | 570.8622 | 69.8375 | 0.84307 | 9.6255 | -8.5144 | 0 | 55.6707 | 92.78% | 1 | 0 | 0 | 3.95 | 0 | 0 | 0
| 4792 | 1 | 3.228 | 498 | 33.1 | 481.0311 | 64.225 | 0.86271 | 8.2998 | -7.2998 | 0 | 60 | 100% | 1 | 0 | 0 | 7.3 | 0 | 0 | 0
| 4793 | 0.44444 | 3.228 | 329 | 32.1 | 317.7896 | 52.6625 | 0.90318 | 5.7404 | -5.296 | 0 | 60 | 100% | 0 | 0 | 0 | 5.3 | 0 | 0 | 0
| 4794 | 0.44444 | 3.228 | 149 | 31.1 | 143.9229 | 40.4125 | 0.94606 | 2.7232 | -2.2787 | 0 | 60 | 100% | 0 | 0 | 0 | 2.28 | 0 | 0 | 0
| 4795 | 7.7444 | 7.7444 | 16 | 30.1 | 15.4548 | 31.1 | 0.97865 | 0.3025 | 7.4419 | 11 | 60 | 100% | 0 | 0 | 0 | 0 | 0 | 0 | 0
| 4796 | 8.9667 | 8.9667 | 0 | 29.5 | 0 | 29.5 | 0.98425 | 0 | 8.9667 | 10 | 52.1555 | 86.93% | 0 | 0 | 0 | 0 | 0 | 0 | 0
| 4797 | 8.9667 | 8.9667 | 0 | 28.8 | 0 | 28.8 | 0.9867 | 0 | 8.9667 | 9 | 42.7038 | 71.17% | 0 | 0 | 0 | 0 | 0 | 0 | 0
| 4798 | 8.9667 | 8.9667 | 0 | 28.2 | 0 | 28.2 | 0.9888 | 0 | 8.9667 | 8 | 33.2521 | 55.42% | 0 | 0 | 0 | 0 | 0 | 0 | 0
| 4799 | 7.3 | 7.3 | 0 | 27.9 | 0 | 27.9 | 0.98985 | 0 | 7.3 | 7 | 23.8004 | 39.67% | 0 | 0 | 0 | 0 | 0 | 0 | 0
| 4800 | 1.6889 | 3.228 | 0 | 27.7 | 0 | 27.7 | 0.99055 | 0 | 1.6889 | 6 | 16.1055 | 26.84% | 0 | 0 | 0 | 0 | 0 | 0 | 0
| 4801 | 1.1333 | 3.228 | 0 | 27.4 | 0 | 27.4 | 0.9916 | 0 | 1.1333 | 5 | 14.3253 | 23.88% | 0 | 0 | 0 | 0 | 0 | 0 | 0
| 4802 | 1.1333 | 3.228 | 0 | 27.3 | 0 | 27.3 | 0.99195 | 0 | 1.1333 | 4 | 13.1306 | 21.88% | 0 | 0 | 0 | 0 | 0.06 | 0 | 0
| 4803 | 0.022222 | 3.228 | 0 | 27.2 | 0 | 27.2 | 0.9923 | 0 | 0.022222 | 3 | 12 | 20% | 0 | 0 | 0 | 0 | 0.02 | 0 | 0
| 4804 | 0.022222 | 3.228 | 0 | 27.1 | 0 | 27.1 | 0.99265 | 0 | 0.022222 | 2 | 12 | 20% | 0 | 0 | 0 | 0 | 0.02 | 0 | 0
| 4805 | 0.022222 | 3.228 | 0 | 27.1 | 0 | 27.1 | 0.99265 | 0 | 0.022222 | 1 | 12 | 20% | 0 | 0 | 0 | 0 | 0.02 | 0 | 0
| 4806 | 0.022222 | 3.228 | 0 | 27 | 0 | 27 | 0.993 | 0 | 0.022222 | 0 | 12 | 20% | 0 | 0 | 0 | 0 | 0.02 | 0 | 0
| 4807 | 0.022222 | 3.228 | 24 | 27 | 23.1822 | 28.5 | 0.98775 | 0.45796 | -0.43574 | 0 | 12 | 20% | 0 | 0 | 0 | 0 | 0 | 0 | 0
| 4808 | 0.66667 | 3.228 | 147 | 28.2 | 141.9911 | 37.3875 | 0.95664 | 2.7167 | -2.05 | 0 | 12.4134 | 20.69% | 1 | 1 | 0.8 | 0 | 0 | 0 | 0
| 4809 | 0.77778 | 3.228 | 292 | 29.3 | 282.0503 | 47.55 | 0.92107 | 5.1958 | -4.418 | 0 | 14.3582 | 23.93% | 1 | 0 | 0 | 0 | 0 | 0 | 0
| 4810 | 1.0444 | 3.228 | 421 | 30.5 | 406.6548 | 56.8125 | 0.88866 | 7.2275 | -6.1831 | 0 | 18.5495 | 30.92% | 1 | 0 | 0 | 0 | 0 | 0 | 0
| 4811 | 1.0444 | 3.228 | 520 | 30.9 | 502.2814 | 63.4 | 0.8656 | 8.6955 | -7.6511 | 0 | 24.4153 | 40.69% | 1 | 0 | 0 | 0 | 0 | 0 | 0
| 4812 | 1.6 | 3.228 | 581 | 31.3 | 561.2029 | 67.6125 | 0.85086 | 9.5501 | -7.9501 | 0 | 31.6737 | 52.79% | 1 | 0 | 0 | 0 | 0 | 0 | 0
| 4813 | 1.3778 | 3.228 | 599 | 31.7 | 578.5896 | 69.1375 | 0.84552 | 9.7842 | -8.4064 | 0 | 39.2158 | 65.36% | 1 | 0 | 0 | 0 | 0 | 0 | 0
| 4814 | 1.1111 | 3.228 | 572 | 31.6 | 552.5096 | 67.35 | 0.85177 | 9.4123 | -8.3012 | 0 | 47.1908 | 78.65% | 1 | 0 | 0 | 0 | 0 | 0 | 0
| 4815 | 1.1111 | 3.228 | 503 | 31.6 | 485.8607 | 63.0375 | 0.86687 | 8.4235 | -7.3124 | 0 | 55.066 | 91.78% | 1 | 0 | 0 | 2.11 | 0 | 0 | 0
| 4816 | 1 | 3.228 | 397 | 31.5 | 383.4726 | 56.3125 | 0.89041 | 6.8289 | -5.8289 | 0 | 60 | 100% | 1 | 0 | 0 | 5.83 | 0 | 0 | 0
| 4817 | 0.44444 | 3.228 | 263 | 30.7 | 254.0385 | 47.1375 | 0.92252 | 4.6871 | -4.2427 | 0 | 60 | 100% | 0 | 0 | 0 | 4.24 | 0 | 0 | 0
| 4818 | 0.44444 | 3.228 | 119 | 29.9 | 114.9452 | 37.3375 | 0.95682 | 2.1996 | -1.7552 | 0 | 60 | 100% | 0 | 0 | 0 | 1.76 | 0 | 0 | 0
| 4819 | 7.7444 | 7.7444 | 13 | 29.1 | 12.557 | 29.9125 | 0.98281 | 0.24682 | 7.4976 | 11 | 60 | 100% | 0 | 0 | 0 | 0 | 0 | 0 | 0
| 4820 | 8.9667 | 8.9667 | 0 | 27.7 | 0 | 27.7 | 0.99055 | 0 | 8.9667 | 10 | 52.0968 | 86.83% | 0 | 0 | 0 | 0 | 0 | 0 | 0
| 4821 | 8.9667 | 8.9667 | 0 | 26.4 | 0 | 26.4 | 0.9951 | 0 | 8.9667 | 9 | 42.6451 | 71.08% | 0 | 0 | 0 | 0 | 0 | 0 | 0
| 4822 | 8.9667 | 8.9667 | 0 | 25 | 0 | 25 | 1 | 0 | 8.9667 | 8 | 33.1934 | 55.32% | 0 | 0 | 0 | 0 | 0 | 0 | 0
| 4823 | 7.3 | 7.3 | 0 | 25.3 | 0 | 25.3 | 0.99895 | 0 | 7.3 | 7 | 23.7417 | 39.57% | 0 | 0 | 0 | 0 | 0 | 0 | 0
| 4824 | 1.6889 | 3.228 | 0 | 25.7 | 0 | 25.7 | 0.99755 | 0 | 1.6889 | 6 | 16.0468 | 26.74% | 0 | 0 | 0 | 0 | 0 | 0 | 0
| 4825 | 1.1333 | 3.228 | 0 | 26 | 0 | 26 | 0.9965 | 0 | 1.1333 | 5 | 14.2666 | 23.78% | 0 | 0 | 0 | 0 | 0 | 0 | 0
| 4826 | 1.1333 | 3.228 | 0 | 25.8 | 0 | 25.8 | 0.9972 | 0 | 1.1333 | 4 | 13.072 | 21.79% | 0 | 0 | 0 | 0 | 0.12 | 0 | 0
| 4827 | 0.022222 | 3.228 | 0 | 25.6 | 0 | 25.6 | 0.9979 | 0 | 0.022222 | 3 | 12 | 20% | 0 | 0 | 0 | 0 | 0.02 | 0 | 0
| 4828 | 0.022222 | 3.228 | 0 | 25.4 | 0 | 25.4 | 0.9986 | 0 | 0.022222 | 2 | 12 | 20% | 0 | 0 | 0 | 0 | 0.02 | 0 | 0
| 4829 | 0.022222 | 3.228 | 0 | 25.6 | 0 | 25.6 | 0.9979 | 0 | 0.022222 | 1 | 12 | 20% | 0 | 0 | 0 | 0 | 0.02 | 0 | 0
| 4830 | 0.022222 | 3.228 | 0 | 25.8 | 0 | 25.8 | 0.9972 | 0 | 0.022222 | 0 | 12 | 20% | 0 | 0 | 0 | 0 | 0.02 | 0 | 0
| 4831 | 0.022222 | 3.228 | 30 | 26 | 28.9778 | 27.875 | 0.98994 | 0.57372 | -0.5515 | 0 | 12 | 20% | 0 | 0 | 0 | 0 | 0 | 0 | 0
| 4832 | 0.66667 | 3.228 | 160 | 27.2 | 154.5481 | 37.2 | 0.9573 | 2.959 | -2.2923 | 0 | 12.5232 | 20.87% | 1 | 1 | 0.8 | 0 | 0 | 0 | 0
| 4833 | 0.77778 | 3.228 | 263 | 28.5 | 254.0385 | 44.9375 | 0.93022 | 4.7262 | -3.9484 | 0 | 14.6979 | 24.5% | 1 | 0 | 0 | 0 | 0 | 0 | 0
| 4834 | 1.0444 | 3.228 | 284 | 29.7 | 274.3229 | 47.45 | 0.92142 | 5.0554 | -4.0109 | 0 | 18.4437 | 30.74% | 1 | 0 | 0 | 0 | 0 | 0 | 0
| 4835 | 1.0444 | 3.228 | 351 | 29.7 | 339.04 | 51.6375 | 0.90677 | 6.1486 | -5.1042 | 0 | 22.2488 | 37.08% | 1 | 0 | 0 | 0 | 0 | 0 | 0
| 4836 | 1.6 | 3.228 | 392 | 29.7 | 378.6429 | 54.2 | 0.8978 | 6.7989 | -5.1989 | 0 | 27.091 | 45.15% | 1 | 0 | 0 | 0 | 0 | 0 | 0
| 4837 | 1.3778 | 3.228 | 600 | 32.6 | 579.5555 | 70.1 | 0.84215 | 9.7615 | -8.3837 | 0 | 32.0232 | 53.37% | 1 | 0 | 0 | 0 | 0 | 0 | 0
| 4838 | 1.1111 | 3.228 | 573 | 32.7 | 553.4755 | 68.5125 | 0.84771 | 9.3837 | -8.2726 | 0 | 39.9766 | 66.63% | 1 | 0 | 0 | 0 | 0 | 0 | 0
| 4839 | 1.1111 | 3.228 | 504 | 32.7 | 486.8266 | 64.2 | 0.8628 | 8.4007 | -7.2896 | 0 | 47.8247 | 79.71% | 1 | 0 | 0 | 0 | 0 | 0 | 0
| 4840 | 1 | 3.228 | 398 | 32.8 | 384.4385 | 57.675 | 0.88564 | 6.8095 | -5.8095 | 0 | 54.7402 | 91.23% | 1 | 0 | 0 | 0.27 | 0 | 0 | 0
| 4841 | 0.44444 | 3.228 | 237 | 30.3 | 228.9244 | 45.1125 | 0.92961 | 4.2562 | -3.8117 | 0 | 60 | 100% | 1 | 0 | 0 | 3.81 | 0 | 0 | 0
| 4842 | 0.44444 | 3.228 | 94 | 27.9 | 90.797 | 33.775 | 0.96929 | 1.7602 | -1.3157 | 0 | 60 | 100% | 0 | 0 | 0 | 1.32 | 0 | 0 | 0
| 4843 | 7.7444 | 7.7444 | 9 | 25.4 | 8.6933 | 25.9625 | 0.99663 | 0.17328 | 7.5712 | 11 | 60 | 100% | 0 | 0 | 0 | 0 | 0 | 0 | 0
| 4844 | 8.9667 | 8.9667 | 0 | 25.5 | 0 | 25.5 | 0.99825 | 0 | 8.9667 | 10 | 52.0193 | 86.7% | 0 | 0 | 0 | 0 | 0 | 0 | 0
| 4845 | 8.9667 | 8.9667 | 0 | 25.5 | 0 | 25.5 | 0.99825 | 0 | 8.9667 | 9 | 42.5676 | 70.95% | 0 | 0 | 0 | 0 | 0 | 0 | 0
| 4846 | 8.9667 | 8.9667 | 0 | 25.6 | 0 | 25.6 | 0.9979 | 0 | 8.9667 | 8 | 33.1159 | 55.19% | 0 | 0 | 0 | 0 | 0 | 0 | 0
| 4847 | 7.3 | 7.3 | 0 | 25.9 | 0 | 25.9 | 0.99685 | 0 | 7.3 | 7 | 23.6642 | 39.44% | 0 | 0 | 0 | 0 | 0 | 0 | 0
| 4848 | 1.6889 | 3.228 | 0 | 26.2 | 0 | 26.2 | 0.9958 | 0 | 1.6889 | 6 | 15.9693 | 26.62% | 0 | 0 | 0 | 0 | 0 | 0 | 0
| 4849 | 1.1333 | 3.228 | 0 | 26.5 | 0 | 26.5 | 0.99475 | 0 | 1.1333 | 5 | 14.1891 | 23.65% | 0 | 0 | 0 | 0 | 0 | 0 | 0
| 4850 | 1.1333 | 3.228 | 0 | 26.5 | 0 | 26.5 | 0.99475 | 0 | 1.1333 | 4 | 12.9944 | 21.66% | 0 | 0 | 0 | 0 | 0.19 | 0 | 0
| 4851 | 0.022222 | 3.228 | 0 | 26.4 | 0 | 26.4 | 0.9951 | 0 | 0.022222 | 3 | 12 | 20% | 0 | 0 | 0 | 0 | 0.02 | 0 | 0
| 4852 | 0.022222 | 3.228 | 0 | 26.4 | 0 | 26.4 | 0.9951 | 0 | 0.022222 | 2 | 12 | 20% | 0 | 0 | 0 | 0 | 0.02 | 0 | 0
| 4853 | 0.022222 | 3.228 | 0 | 26.4 | 0 | 26.4 | 0.9951 | 0 | 0.022222 | 1 | 12 | 20% | 0 | 0 | 0 | 0 | 0.02 | 0 | 0
| 4854 | 0.022222 | 3.228 | 0 | 26.4 | 0 | 26.4 | 0.9951 | 0 | 0.022222 | 0 | 12 | 20% | 0 | 0 | 0 | 0 | 0.02 | 0 | 0
| 4855 | 0.022222 | 3.228 | 24 | 26.4 | 23.1822 | 27.9 | 0.98985 | 0.45894 | -0.43672 | 0 | 12 | 20% | 0 | 0 | 0 | 0 | 0 | 0 | 0
| 4856 | 0.66667 | 3.228 | 147 | 27.2 | 141.9911 | 36.3875 | 0.96014 | 2.7266 | -2.06 | 0 | 12.4143 | 20.69% | 1 | 1 | 0.8 | 0 | 0 | 0 | 0
| 4857 | 0.77778 | 3.228 | 291 | 28.1 | 281.0844 | 46.2875 | 0.92549 | 5.2028 | -4.4251 | 0 | 14.3686 | 23.95% | 1 | 0 | 0 | 0 | 0 | 0 | 0
| 4858 | 1.0444 | 3.228 | 421 | 28.9 | 406.6548 | 55.2125 | 0.89426 | 7.2731 | -6.2286 | 0 | 18.5665 | 30.94% | 1 | 0 | 0 | 0 | 0 | 0 | 0
| 4859 | 1.0444 | 3.228 | 569 | 29.8 | 549.6118 | 65.3625 | 0.85873 | 9.4394 | -8.3949 | 0 | 24.4755 | 40.79% | 1 | 0 | 0 | 0 | 0 | 0 | 0
| 4860 | 1.6 | 3.228 | 683 | 30.6 | 659.7273 | 73.2875 | 0.83099 | 10.9646 | -9.3646 | 0 | 32.4397 | 54.07% | 1 | 0 | 0 | 0 | 0 | 0 | 0
| 4861 | 1.3778 | 3.228 | 749 | 31.5 | 723.4784 | 78.3125 | 0.81341 | 11.7696 | -10.3919 | 0 | 41.3237 | 68.87% | 1 | 0 | 0 | 0 | 0 | 0 | 0
| 4862 | 1.1111 | 3.228 | 673 | 31.8 | 650.0681 | 73.8625 | 0.82898 | 10.7779 | -9.6668 | 0 | 51.1823 | 85.3% | 1 | 0 | 0 | 0.37 | 0 | 0 | 0
| 4863 | 1.1111 | 3.228 | 550 | 32.2 | 531.2592 | 66.575 | 0.85449 | 9.0791 | -7.968 | 0 | 60 | 100% | 1 | 0 | 0 | 7.97 | 0 | 0 | 0
| 4864 | 1 | 3.228 | 398 | 32.5 | 384.4385 | 57.375 | 0.88669 | 6.8175 | -5.8175 | 0 | 60 | 100% | 0 | 0 | 0 | 5.82 | 0 | 0 | 0
| 4865 | 0.44444 | 3.228 | 287 | 32 | 277.2207 | 49.9375 | 0.91272 | 5.0605 | -4.616 | 0 | 60 | 100% | 0 | 0 | 0 | 4.62 | 0 | 0 | 0
| 4866 | 0.44444 | 3.228 | 139 | 31.4 | 134.2637 | 40.0875 | 0.94719 | 2.5435 | -2.099 | 0 | 60 | 100% | 0 | 0 | 0 | 2.1 | 0 | 0 | 0
| 4867 | 7.7444 | 7.7444 | 16 | 30.9 | 15.4548 | 31.9 | 0.97585 | 0.30163 | 7.4428 | 11 | 60 | 100% | 0 | 0 | 0 | 0 | 0 | 0 | 0
| 4868 | 8.9667 | 8.9667 | 0 | 30.3 | 0 | 30.3 | 0.98145 | 0 | 8.9667 | 10 | 52.1546 | 86.92% | 0 | 0 | 0 | 0 | 0 | 0 | 0
| 4869 | 8.9667 | 8.9667 | 0 | 29.8 | 0 | 29.8 | 0.9832 | 0 | 8.9667 | 9 | 42.7029 | 71.17% | 0 | 0 | 0 | 0 | 0 | 0 | 0
| 4870 | 8.9667 | 8.9667 | 0 | 29.2 | 0 | 29.2 | 0.9853 | 0 | 8.9667 | 8 | 33.2512 | 55.42% | 0 | 0 | 0 | 0 | 0 | 0 | 0
| 4871 | 7.3 | 7.3 | 0 | 28.7 | 0 | 28.7 | 0.98705 | 0 | 7.3 | 7 | 23.7995 | 39.67% | 0 | 0 | 0 | 0 | 0 | 0 | 0
| 4872 | 1.6889 | 3.228 | 0 | 28.2 | 0 | 28.2 | 0.9888 | 0 | 1.6889 | 6 | 16.1046 | 26.84% | 0 | 0 | 0 | 0 | 0 | 0 | 0
| 4873 | 1.1333 | 3.228 | 0 | 27.7 | 0 | 27.7 | 0.99055 | 0 | 1.1333 | 5 | 14.3244 | 23.87% | 0 | 0 | 0 | 0 | 0 | 0 | 0
| 4874 | 1.1333 | 3.228 | 0 | 27.1 | 0 | 27.1 | 0.99265 | 0 | 1.1333 | 4 | 13.1297 | 21.88% | 0 | 0 | 0 | 0 | 0.06 | 0 | 0
| 4875 | 0.022222 | 3.228 | 0 | 26.6 | 0 | 26.6 | 0.9944 | 0 | 0.022222 | 3 | 12 | 20% | 0 | 0 | 0 | 0 | 0.02 | 0 | 0
| 4876 | 0.022222 | 3.228 | 0 | 26 | 0 | 26 | 0.9965 | 0 | 0.022222 | 2 | 12 | 20% | 0 | 0 | 0 | 0 | 0.02 | 0 | 0
| 4877 | 0.022222 | 3.228 | 0 | 25.9 | 0 | 25.9 | 0.99685 | 0 | 0.022222 | 1 | 12 | 20% | 0 | 0 | 0 | 0 | 0.02 | 0 | 0
| 4878 | 0.022222 | 3.228 | 0 | 25.7 | 0 | 25.7 | 0.99755 | 0 | 0.022222 | 0 | 12 | 20% | 0 | 0 | 0 | 0 | 0.02 | 0 | 0
| 4879 | 0.022222 | 3.228 | 16 | 25.6 | 15.4548 | 26.6 | 0.9944 | 0.30737 | -0.28514 | 0 | 12 | 20% | 0 | 0 | 0 | 0 | 0 | 0 | 0
| 4880 | 0.66667 | 3.228 | 99 | 26.5 | 95.6267 | 32.6875 | 0.97309 | 1.8611 | -1.1944 | 0 | 12.2705 | 20.45% | 1 | 1 | 0.8 | 0 | 0 | 0 | 0
| 4881 | 0.77778 | 3.228 | 197 | 27.3 | 190.2874 | 39.6125 | 0.94886 | 3.6111 | -2.8333 | 0 | 13.4036 | 22.34% | 1 | 0 | 0 | 0 | 0 | 0 | 0
| 4882 | 1.0444 | 3.228 | 285 | 28.2 | 275.2889 | 46.0125 | 0.92646 | 5.1009 | -4.0564 | 0 | 16.0916 | 26.82% | 1 | 0 | 0 | 0 | 0 | 0 | 0
| 4883 | 1.0444 | 3.228 | 352 | 28.8 | 340.0059 | 50.8 | 0.9097 | 6.1861 | -5.1416 | 0 | 19.9398 | 33.23% | 1 | 0 | 0 | 0 | 0 | 0 | 0
| 4884 | 1.6 | 3.228 | 393 | 29.5 | 379.6088 | 54.0625 | 0.89828 | 6.8199 | -5.2199 | 0 | 24.8176 | 41.36% | 1 | 0 | 0 | 0 | 0 | 0 | 0
| 4885 | 1.3778 | 3.228 | 405 | 30.1 | 391.2 | 55.4125 | 0.89356 | 6.9912 | -5.6134 | 0 | 29.7696 | 49.62% | 1 | 0 | 0 | 0 | 0 | 0 | 0
| 4886 | 1.1111 | 3.228 | 455 | 31.1 | 439.4963 | 59.5375 | 0.87912 | 7.7274 | -6.6163 | 0 | 35.095 | 58.49% | 1 | 0 | 0 | 0 | 0 | 0 | 0
| 4887 | 1.1111 | 3.228 | 454 | 32 | 438.5303 | 60.375 | 0.87619 | 7.6847 | -6.5736 | 0 | 41.3717 | 68.95% | 1 | 0 | 0 | 0 | 0 | 0 | 0
| 4888 | 1 | 3.228 | 398 | 33 | 384.4385 | 57.875 | 0.88494 | 6.8041 | -5.8041 | 0 | 47.608 | 79.35% | 1 | 0 | 0 | 0 | 0 | 0 | 0
| 4889 | 0.44444 | 3.228 | 263 | 30.9 | 254.0385 | 47.3375 | 0.92182 | 4.6835 | -4.2391 | 0 | 53.1142 | 88.52% | 1 | 0 | 0 | 0 | 0 | 0 | 0
| 4890 | 0.44444 | 3.228 | 118 | 28.8 | 113.9792 | 36.175 | 0.96089 | 2.1904 | -1.746 | 0 | 57.1358 | 95.23% | 1 | 0 | 0 | 0 | 0 | 0 | 0
| 4891 | 7.7444 | 7.7444 | 13 | 26.7 | 12.557 | 27.5125 | 0.99121 | 0.24893 | 7.4955 | 11 | 58.7922 | 97.99% | 1 | 0 | 0 | 0 | 0 | 0 | 0
| 4892 | 8.9667 | 8.9667 | 0 | 26.8 | 0 | 26.8 | 0.9937 | 0 | 8.9667 | 10 | 50.8912 | 84.82% | 0 | 0 | 0 | 0 | 0 | 0 | 0
| 4893 | 8.9667 | 8.9667 | 0 | 26.9 | 0 | 26.9 | 0.99335 | 0 | 8.9667 | 9 | 41.4395 | 69.07% | 0 | 0 | 0 | 0 | 0 | 0 | 0
| 4894 | 8.9667 | 8.9667 | 0 | 27 | 0 | 27 | 0.993 | 0 | 8.9667 | 8 | 31.9878 | 53.31% | 0 | 0 | 0 | 0 | 0 | 0 | 0
| 4895 | 7.3 | 7.3 | 0 | 26.9 | 0 | 26.9 | 0.99335 | 0 | 7.3 | 7 | 22.5361 | 37.56% | 0 | 0 | 0 | 0 | 0 | 0 | 0
| 4896 | 1.6889 | 3.228 | 0 | 26.7 | 0 | 26.7 | 0.99405 | 0 | 1.6889 | 6 | 14.8412 | 24.74% | 0 | 0 | 0 | 0 | 0 | 0 | 0
| 4897 | 1.1333 | 3.228 | 0 | 26.6 | 0 | 26.6 | 0.9944 | 0 | 1.1333 | 5 | 13.061 | 21.77% | 0 | 0 | 0 | 0 | 0.13 | 0 | 0
| 4898 | 1.1333 | 3.228 | 0 | 26.4 | 0 | 26.4 | 0.9951 | 0 | 1.1333 | 4 | 12 | 20% | 0 | 0 | 0 | 0 | 1.13 | 0 | 0
| 4899 | 0.022222 | 3.228 | 0 | 26.1 | 0 | 26.1 | 0.99615 | 0 | 0.022222 | 3 | 12 | 20% | 0 | 0 | 0 | 0 | 0.02 | 0 | 0
| 4900 | 0.022222 | 3.228 | 0 | 25.9 | 0 | 25.9 | 0.99685 | 0 | 0.022222 | 2 | 12 | 20% | 0 | 0 | 0 | 0 | 0.02 | 0 | 0
| 4901 | 0.022222 | 3.228 | 0 | 26 | 0 | 26 | 0.9965 | 0 | 0.022222 | 1 | 12 | 20% | 0 | 0 | 0 | 0 | 0.02 | 0 | 0
| 4902 | 0.022222 | 3.228 | 0 | 26 | 0 | 26 | 0.9965 | 0 | 0.022222 | 0 | 12 | 20% | 0 | 0 | 0 | 0 | 0.02 | 0 | 0
| 4903 | 0.022222 | 3.228 | 16 | 26.1 | 15.4548 | 27.1 | 0.99265 | 0.30682 | -0.2846 | 0 | 12 | 20% | 0 | 0 | 0 | 0 | 0 | 0 | 0
| 4904 | 0.66667 | 3.228 | 116 | 27.6 | 112.0474 | 34.85 | 0.96552 | 2.1637 | -1.497 | 0 | 12.27 | 20.45% | 1 | 1 | 0.8 | 0 | 0 | 0 | 0
| 4905 | 0.77778 | 3.228 | 263 | 29.2 | 254.0385 | 45.6375 | 0.92777 | 4.7138 | -3.936 | 0 | 13.6902 | 22.82% | 1 | 0 | 0 | 0 | 0 | 0 | 0
| 4906 | 1.0444 | 3.228 | 422 | 30.7 | 407.6207 | 57.075 | 0.88774 | 7.2372 | -6.1928 | 0 | 17.4242 | 29.04% | 1 | 0 | 0 | 0 | 0 | 0 | 0
| 4907 | 1.0444 | 3.228 | 441 | 29.6 | 425.9733 | 57.1625 | 0.88743 | 7.5604 | -6.516 | 0 | 23.2992 | 38.83% | 1 | 0 | 0 | 0 | 0 | 0 | 0
| 4908 | 1.6 | 3.228 | 392 | 28.5 | 378.6429 | 53 | 0.902 | 6.8307 | -5.2307 | 0 | 29.4808 | 49.13% | 1 | 0 | 0 | 0 | 0 | 0 | 0
| 4909 | 1.3778 | 3.228 | 600 | 32.6 | 579.5555 | 70.1 | 0.84215 | 9.7615 | -8.3837 | 0 | 34.4431 | 57.41% | 1 | 0 | 0 | 0 | 0 | 0 | 0
| 4910 | 1.1111 | 3.228 | 516 | 31.2 | 498.4177 | 63.45 | 0.86542 | 8.6269 | -7.5158 | 0 | 42.3966 | 70.66% | 1 | 0 | 0 | 0 | 0 | 0 | 0
| 4911 | 1.1111 | 3.228 | 399 | 29.9 | 385.4044 | 54.8375 | 0.89557 | 6.9031 | -5.792 | 0 | 49.5266 | 82.54% | 1 | 0 | 0 | 0 | 0 | 0 | 0
| 4912 | 1 | 3.228 | 268 | 28.5 | 258.8681 | 45.25 | 0.92912 | 4.8104 | -3.8104 | 0 | 55.0214 | 91.7% | 1 | 0 | 0 | 0 | 0 | 0 | 0
| 4913 | 0.44444 | 3.228 | 177 | 27.9 | 170.9689 | 38.9625 | 0.95113 | 3.2523 | -2.8078 | 0 | 58.6363 | 97.73% | 1 | 0 | 0 | 1.37 | 0 | 0 | 0
| 4914 | 0.44444 | 3.228 | 80 | 27.2 | 77.2741 | 32.2 | 0.9748 | 1.5065 | -1.0621 | 0 | 60 | 100% | 1 | 0 | 0 | 1.06 | 0 | 0 | 0
| 4915 | 7.7444 | 7.7444 | 8 | 26.6 | 7.7274 | 27.1 | 0.99265 | 0.15341 | 7.591 | 11 | 60 | 100% | 0 | 0 | 0 | 0 | 0 | 0 | 0
| 4916 | 8.9667 | 8.9667 | 0 | 26.4 | 0 | 26.4 | 0.9951 | 0 | 8.9667 | 10 | 51.9983 | 86.66% | 0 | 0 | 0 | 0 | 0 | 0 | 0
| 4917 | 8.9667 | 8.9667 | 0 | 26.2 | 0 | 26.2 | 0.9958 | 0 | 8.9667 | 9 | 42.5467 | 70.91% | 0 | 0 | 0 | 0 | 0 | 0 | 0
| 4918 | 8.9667 | 8.9667 | 0 | 26 | 0 | 26 | 0.9965 | 0 | 8.9667 | 8 | 33.095 | 55.16% | 0 | 0 | 0 | 0 | 0 | 0 | 0
| 4919 | 7.3 | 7.3 | 0 | 25.9 | 0 | 25.9 | 0.99685 | 0 | 7.3 | 7 | 23.6433 | 39.41% | 0 | 0 | 0 | 0 | 0 | 0 | 0
| 4920 | 1.6889 | 3.228 | 0 | 25.8 | 0 | 25.8 | 0.9972 | 0 | 1.6889 | 6 | 15.9484 | 26.58% | 0 | 0 | 0 | 0 | 0 | 0 | 0
| 4921 | 1.1333 | 3.228 | 0 | 25.7 | 0 | 25.7 | 0.99755 | 0 | 1.1333 | 5 | 14.1681 | 23.61% | 0 | 0 | 0 | 0 | 0 | 0 | 0
| 4922 | 1.1333 | 3.228 | 0 | 25.7 | 0 | 25.7 | 0.99755 | 0 | 1.1333 | 4 | 12.9735 | 21.62% | 0 | 0 | 0 | 0 | 0.21 | 0 | 0
| 4923 | 0.022222 | 3.228 | 0 | 25.6 | 0 | 25.6 | 0.9979 | 0 | 0.022222 | 3 | 12 | 20% | 0 | 0 | 0 | 0 | 0.02 | 0 | 0
| 4924 | 0.022222 | 3.228 | 0 | 25.6 | 0 | 25.6 | 0.9979 | 0 | 0.022222 | 2 | 12 | 20% | 0 | 0 | 0 | 0 | 0.02 | 0 | 0
| 4925 | 0.022222 | 3.228 | 0 | 25.6 | 0 | 25.6 | 0.9979 | 0 | 0.022222 | 1 | 12 | 20% | 0 | 0 | 0 | 0 | 0.02 | 0 | 0
| 4926 | 0.022222 | 3.228 | 0 | 25.5 | 0 | 25.5 | 0.99825 | 0 | 0.022222 | 0 | 12 | 20% | 0 | 0 | 0 | 0 | 0.02 | 0 | 0
| 4927 | 0.022222 | 3.228 | 15 | 25.5 | 14.4889 | 26.4375 | 0.99497 | 0.28832 | -0.2661 | 0 | 12 | 20% | 0 | 0 | 0 | 0 | 0 | 0 | 0
| 4928 | 0.66667 | 3.228 | 98 | 26.3 | 94.6607 | 32.425 | 0.97401 | 1.844 | -1.1773 | 0 | 12.2524 | 20.42% | 1 | 1 | 0.8 | 0 | 0 | 0 | 0
| 4929 | 0.77778 | 3.228 | 196 | 27.1 | 189.3215 | 39.35 | 0.94978 | 3.5963 | -2.8185 | 0 | 13.3694 | 22.28% | 1 | 0 | 0 | 0 | 0 | 0 | 0
| 4930 | 1.0444 | 3.228 | 284 | 27.9 | 274.3229 | 45.65 | 0.92773 | 5.0899 | -4.0455 | 0 | 16.0432 | 26.74% | 1 | 0 | 0 | 0 | 0 | 0 | 0
| 4931 | 1.0444 | 3.228 | 351 | 28.5 | 339.04 | 50.4375 | 0.91097 | 6.1771 | -5.1327 | 0 | 19.8811 | 33.14% | 1 | 0 | 0 | 0 | 0 | 0 | 0
| 4932 | 1.6 | 3.228 | 393 | 29.2 | 379.6088 | 53.7625 | 0.89933 | 6.8279 | -5.2279 | 0 | 24.7504 | 41.25% | 1 | 0 | 0 | 0 | 0 | 0 | 0
| 4933 | 1.3778 | 3.228 | 405 | 29.8 | 391.2 | 55.1125 | 0.89461 | 6.9994 | -5.6216 | 0 | 29.71 | 49.52% | 1 | 0 | 0 | 0 | 0 | 0 | 0
| 4934 | 1.1111 | 3.228 | 387 | 29.9 | 373.8133 | 54.0875 | 0.89819 | 6.7151 | -5.604 | 0 | 35.0431 | 58.41% | 1 | 0 | 0 | 0 | 0 | 0 | 0
| 4935 | 1.1111 | 3.228 | 340 | 29.9 | 328.4148 | 51.15 | 0.90848 | 5.9671 | -4.856 | 0 | 40.3595 | 67.27% | 1 | 0 | 0 | 0 | 0 | 0 | 0
| 4936 | 1 | 3.228 | 268 | 30 | 258.8681 | 46.75 | 0.92388 | 4.7832 | -3.7832 | 0 | 44.9664 | 74.94% | 1 | 0 | 0 | 0 | 0 | 0 | 0
| 4937 | 0.44444 | 3.228 | 208 | 29.6 | 200.9126 | 42.6 | 0.9384 | 3.7707 | -3.3263 | 0 | 48.5555 | 80.93% | 1 | 0 | 0 | 0 | 0 | 0 | 0
| 4938 | 0.44444 | 3.228 | 106 | 29.3 | 102.3881 | 35.925 | 0.96176 | 1.9695 | -1.525 | 0 | 51.7111 | 86.19% | 1 | 0 | 0 | 0 | 0 | 0 | 0
| 4939 | 7.7444 | 7.7444 | 12 | 28.9 | 11.5911 | 29.65 | 0.98372 | 0.22805 | 7.5164 | 11 | 53.1578 | 88.6% | 1 | 0 | 0 | 0 | 0 | 0 | 0
| 4940 | 8.9667 | 8.9667 | 0 | 28.6 | 0 | 28.6 | 0.9874 | 0 | 8.9667 | 10 | 45.2348 | 75.39% | 0 | 0 | 0 | 0 | 0 | 0 | 0
| 4941 | 8.9667 | 8.9667 | 0 | 28.4 | 0 | 28.4 | 0.9881 | 0 | 8.9667 | 9 | 35.7831 | 59.64% | 0 | 0 | 0 | 0 | 0 | 0 | 0
| 4942 | 8.9667 | 8.9667 | 0 | 28.1 | 0 | 28.1 | 0.98915 | 0 | 8.9667 | 8 | 26.3314 | 43.89% | 0 | 0 | 0 | 0 | 0 | 0 | 0
| 4943 | 7.3 | 7.3 | 0 | 27.8 | 0 | 27.8 | 0.9902 | 0 | 7.3 | 7 | 16.8797 | 28.13% | 0 | 0 | 0 | 0 | 2.67 | 0 | 0
| 4944 | 1.6889 | 3.228 | 0 | 27.4 | 0 | 27.4 | 0.9916 | 0 | 1.6889 | 6 | 12 | 20% | 0 | 0 | 0 | 0 | 1.69 | 0 | 0
| 4945 | 1.1333 | 3.228 | 0 | 27.1 | 0 | 27.1 | 0.99265 | 0 | 1.1333 | 5 | 12 | 20% | 0 | 0 | 0 | 0 | 1.13 | 0 | 0
| 4946 | 1.1333 | 3.228 | 0 | 27.1 | 0 | 27.1 | 0.99265 | 0 | 1.1333 | 4 | 12 | 20% | 0 | 0 | 0 | 0 | 1.13 | 0 | 0
| 4947 | 0.022222 | 3.228 | 0 | 27.1 | 0 | 27.1 | 0.99265 | 0 | 0.022222 | 3 | 12 | 20% | 0 | 0 | 0 | 0 | 0.02 | 0 | 0
| 4948 | 0.022222 | 3.228 | 0 | 27.1 | 0 | 27.1 | 0.99265 | 0 | 0.022222 | 2 | 12 | 20% | 0 | 0 | 0 | 0 | 0.02 | 0 | 0
| 4949 | 0.022222 | 3.228 | 0 | 27 | 0 | 27 | 0.993 | 0 | 0.022222 | 1 | 12 | 20% | 0 | 0 | 0 | 0 | 0.02 | 0 | 0
| 4950 | 0.022222 | 3.228 | 0 | 27 | 0 | 27 | 0.993 | 0 | 0.022222 | 0 | 12 | 20% | 0 | 0 | 0 | 0 | 0.02 | 0 | 0
| 4951 | 0.022222 | 3.228 | 22 | 26.9 | 21.2504 | 28.275 | 0.98854 | 0.42014 | -0.39791 | 0 | 12 | 20% | 0 | 0 | 0 | 0 | 0 | 0 | 0
| 4952 | 0.66667 | 3.228 | 145 | 27.9 | 140.0592 | 36.9625 | 0.95813 | 2.6839 | -2.0172 | 0 | 12.3775 | 20.63% | 1 | 1 | 0.8 | 0 | 0 | 0 | 0
| 4953 | 0.77778 | 3.228 | 290 | 29 | 280.1185 | 47.125 | 0.92256 | 5.1685 | -4.3908 | 0 | 14.2912 | 23.82% | 1 | 0 | 0 | 0 | 0 | 0 | 0
| 4954 | 1.0444 | 3.228 | 421 | 30 | 406.6548 | 56.3125 | 0.89041 | 7.2418 | -6.1973 | 0 | 18.4567 | 30.76% | 1 | 0 | 0 | 0 | 0 | 0 | 0
| 4955 | 1.0444 | 3.228 | 469 | 29.9 | 453.0192 | 59.2125 | 0.88026 | 7.9755 | -6.931 | 0 | 24.3359 | 40.56% | 1 | 0 | 0 | 0 | 0 | 0 | 0
| 4956 | 1.6 | 3.228 | 461 | 29.8 | 445.2918 | 58.6125 | 0.88236 | 7.8581 | -6.2581 | 0 | 30.9113 | 51.52% | 1 | 0 | 0 | 0 | 0 | 0 | 0
| 4957 | 1.3778 | 3.228 | 405 | 29.7 | 391.2 | 55.0125 | 0.89496 | 7.0021 | -5.6244 | 0 | 36.8483 | 61.41% | 1 | 0 | 0 | 0 | 0 | 0 | 0
| 4958 | 1.1111 | 3.228 | 387 | 30 | 373.8133 | 54.1875 | 0.89784 | 6.7125 | -5.6014 | 0 | 42.184 | 70.31% | 1 | 0 | 0 | 0 | 0 | 0 | 0
| 4959 | 1.1111 | 3.228 | 340 | 30.3 | 328.4148 | 51.55 | 0.90707 | 5.9579 | -4.8468 | 0 | 47.498 | 79.16% | 1 | 0 | 0 | 0 | 0 | 0 | 0
| 4960 | 1 | 3.228 | 268 | 30.6 | 258.8681 | 47.35 | 0.92178 | 4.7724 | -3.7724 | 0 | 52.0961 | 86.83% | 1 | 0 | 0 | 0 | 0 | 0 | 0
| 4961 | 0.44444 | 3.228 | 177 | 29.8 | 170.9689 | 40.8625 | 0.94448 | 3.2295 | -2.7851 | 0 | 55.6748 | 92.79% | 1 | 0 | 0 | 0 | 0 | 0 | 0
| 4962 | 0.44444 | 3.228 | 79 | 29.1 | 76.3081 | 34.0375 | 0.96837 | 1.4779 | -1.0334 | 0 | 58.317 | 97.2% | 1 | 0 | 0 | 0 | 0 | 0 | 0
| 4963 | 7.7444 | 7.7444 | 8 | 28.3 | 7.7274 | 28.8 | 0.9867 | 0.15249 | 7.592 | 11 | 59.2974 | 98.83% | 1 | 0 | 0 | 0 | 0 | 0 | 0
| 4964 | 8.9667 | 8.9667 | 0 | 27.8 | 0 | 27.8 | 0.9902 | 0 | 8.9667 | 10 | 51.2948 | 85.49% | 0 | 0 | 0 | 0 | 0 | 0 | 0
| 4965 | 8.9667 | 8.9667 | 0 | 27.3 | 0 | 27.3 | 0.99195 | 0 | 8.9667 | 9 | 41.8431 | 69.74% | 0 | 0 | 0 | 0 | 0 | 0 | 0
| 4966 | 8.9667 | 8.9667 | 0 | 26.8 | 0 | 26.8 | 0.9937 | 0 | 8.9667 | 8 | 32.3914 | 53.99% | 0 | 0 | 0 | 0 | 0 | 0 | 0
| 4967 | 7.3 | 7.3 | 0 | 26.9 | 0 | 26.9 | 0.99335 | 0 | 7.3 | 7 | 22.9397 | 38.23% | 0 | 0 | 0 | 0 | 0 | 0 | 0
| 4968 | 1.6889 | 3.228 | 0 | 26.9 | 0 | 26.9 | 0.99335 | 0 | 1.6889 | 6 | 15.2448 | 25.41% | 0 | 0 | 0 | 0 | 0 | 0 | 0
| 4969 | 1.1333 | 3.228 | 0 | 27 | 0 | 27 | 0.993 | 0 | 1.1333 | 5 | 13.4646 | 22.44% | 0 | 0 | 0 | 0 | 0 | 0 | 0
| 4970 | 1.1333 | 3.228 | 0 | 26.6 | 0 | 26.6 | 0.9944 | 0 | 1.1333 | 4 | 12.2699 | 20.45% | 0 | 0 | 0 | 0 | 0.88 | 0 | 0
| 4971 | 0.022222 | 3.228 | 0 | 26.2 | 0 | 26.2 | 0.9958 | 0 | 0.022222 | 3 | 12 | 20% | 0 | 0 | 0 | 0 | 0.02 | 0 | 0
| 4972 | 0.022222 | 3.228 | 0 | 25.8 | 0 | 25.8 | 0.9972 | 0 | 0.022222 | 2 | 12 | 20% | 0 | 0 | 0 | 0 | 0.02 | 0 | 0
| 4973 | 0.022222 | 3.228 | 0 | 25.9 | 0 | 25.9 | 0.99685 | 0 | 0.022222 | 1 | 12 | 20% | 0 | 0 | 0 | 0 | 0.02 | 0 | 0
| 4974 | 0.022222 | 3.228 | 0 | 26.1 | 0 | 26.1 | 0.99615 | 0 | 0.022222 | 0 | 12 | 20% | 0 | 0 | 0 | 0 | 0.02 | 0 | 0
| 4975 | 0.022222 | 3.228 | 22 | 26.2 | 21.2504 | 27.575 | 0.99099 | 0.42118 | -0.39895 | 0 | 12 | 20% | 0 | 0 | 0 | 0 | 0 | 0 | 0
| 4976 | 0.66667 | 3.228 | 145 | 27.8 | 140.0592 | 36.8625 | 0.95848 | 2.6849 | -2.0182 | 0 | 12.3785 | 20.63% | 1 | 1 | 0.8 | 0 | 0 | 0 | 0
| 4977 | 0.77778 | 3.228 | 290 | 29.3 | 280.1185 | 47.425 | 0.92151 | 5.1627 | -4.3849 | 0 | 14.2931 | 23.82% | 1 | 0 | 0 | 0 | 0 | 0 | 0
| 4978 | 1.0444 | 3.228 | 422 | 30.9 | 407.6207 | 57.275 | 0.88704 | 7.2315 | -6.1871 | 0 | 18.453 | 30.75% | 1 | 0 | 0 | 0 | 0 | 0 | 0
| 4979 | 1.0444 | 3.228 | 522 | 32.2 | 504.2133 | 64.825 | 0.86061 | 8.6786 | -7.6342 | 0 | 24.3225 | 40.54% | 1 | 0 | 0 | 0 | 0 | 0 | 0
| 4980 | 1.6 | 3.228 | 584 | 33.6 | 564.1007 | 70.1 | 0.84215 | 9.5011 | -7.9011 | 0 | 31.565 | 52.61% | 1 | 0 | 0 | 0 | 0 | 0 | 0
| 4981 | 1.3778 | 3.228 | 603 | 34.9 | 582.4533 | 72.5875 | 0.83344 | 9.7088 | -8.3311 | 0 | 39.0607 | 65.1% | 1 | 0 | 0 | 0 | 0 | 0 | 0
| 4982 | 1.1111 | 3.228 | 576 | 34.7 | 556.3733 | 70.7 | 0.84005 | 9.3476 | -8.2365 | 0 | 46.9642 | 78.27% | 1 | 0 | 0 | 0 | 0 | 0 | 0
| 4983 | 1.1111 | 3.228 | 506 | 34.6 | 488.7585 | 66.225 | 0.85571 | 8.3647 | -7.2536 | 0 | 54.7781 | 91.3% | 1 | 0 | 0 | 1.75 | 0 | 0 | 0
| 4984 | 1 | 3.228 | 398 | 34.4 | 384.4385 | 59.275 | 0.88004 | 6.7664 | -5.7664 | 0 | 60 | 100% | 1 | 0 | 0 | 5.77 | 0 | 0 | 0
| 4985 | 0.44444 | 3.228 | 327 | 30 | 315.8577 | 50.4375 | 0.91097 | 5.7547 | -5.3103 | 0 | 60 | 100% | 0 | 0 | 0 | 5.31 | 0 | 0 | 0
| 4986 | 0.44444 | 3.228 | 168 | 30.5 | 162.2755 | 41 | 0.944 | 3.0638 | -2.6193 | 0 | 60 | 100% | 0 | 0 | 0 | 2.62 | 0 | 0 | 0
| 4987 | 7.7444 | 7.7444 | 19 | 31 | 18.3526 | 32.1875 | 0.97484 | 0.35782 | 7.3866 | 11 | 60 | 100% | 0 | 0 | 0 | 0 | 0 | 0 | 0
| 4988 | 8.9667 | 8.9667 | 0 | 30.5 | 0 | 30.5 | 0.98075 | 0 | 8.9667 | 10 | 52.2138 | 87.02% | 0 | 0 | 0 | 0 | 0 | 0 | 0
| 4989 | 8.9667 | 8.9667 | 0 | 30.1 | 0 | 30.1 | 0.98215 | 0 | 8.9667 | 9 | 42.7621 | 71.27% | 0 | 0 | 0 | 0 | 0 | 0 | 0
| 4990 | 8.9667 | 8.9667 | 0 | 29.6 | 0 | 29.6 | 0.9839 | 0 | 8.9667 | 8 | 33.3104 | 55.52% | 0 | 0 | 0 | 0 | 0 | 0 | 0
| 4991 | 7.3 | 7.3 | 0 | 29 | 0 | 29 | 0.986 | 0 | 7.3 | 7 | 23.8587 | 39.76% | 0 | 0 | 0 | 0 | 0 | 0 | 0
| 4992 | 1.6889 | 3.228 | 0 | 28.5 | 0 | 28.5 | 0.98775 | 0 | 1.6889 | 6 | 16.1638 | 26.94% | 0 | 0 | 0 | 0 | 0 | 0 | 0
| 4993 | 1.1333 | 3.228 | 0 | 27.9 | 0 | 27.9 | 0.98985 | 0 | 1.1333 | 5 | 14.3836 | 23.97% | 0 | 0 | 0 | 0 | 0 | 0 | 0
| 4994 | 1.1333 | 3.228 | 0 | 27.4 | 0 | 27.4 | 0.9916 | 0 | 1.1333 | 4 | 13.189 | 21.98% | 0 | 0 | 0 | 0 | 0.01 | 0 | 0
| 4995 | 0.022222 | 3.228 | 0 | 27 | 0 | 27 | 0.993 | 0 | 0.022222 | 3 | 12 | 20% | 0 | 0 | 0 | 0 | 0.02 | 0 | 0
| 4996 | 0.022222 | 3.228 | 0 | 26.5 | 0 | 26.5 | 0.99475 | 0 | 0.022222 | 2 | 12 | 20% | 0 | 0 | 0 | 0 | 0.02 | 0 | 0
| 4997 | 0.022222 | 3.228 | 0 | 26.3 | 0 | 26.3 | 0.99545 | 0 | 0.022222 | 1 | 12 | 20% | 0 | 0 | 0 | 0 | 0.02 | 0 | 0
| 4998 | 0.022222 | 3.228 | 0 | 26.2 | 0 | 26.2 | 0.9958 | 0 | 0.022222 | 0 | 12 | 20% | 0 | 0 | 0 | 0 | 0.02 | 0 | 0
| 4999 | 0.022222 | 3.228 | 27 | 26 | 26.08 | 27.6875 | 0.99059 | 0.51669 | -0.49447 | 0 | 12 | 20% | 0 | 0 | 0 | 0 | 0 | 0 | 0
| 5000 | 0.66667 | 3.228 | 180 | 27.6 | 173.8666 | 38.85 | 0.95152 | 3.3088 | -2.6421 | 0 | 12.4691 | 20.78% | 1 | 1 | 0.8 | 0 | 0 | 0 | 0
| 5001 | 0.77778 | 3.228 | 363 | 29.2 | 350.6311 | 51.8875 | 0.90589 | 6.3527 | -5.5749 | 0 | 14.9756 | 24.96% | 1 | 0 | 0 | 0 | 0 | 0 | 0
| 5002 | 1.0444 | 3.228 | 527 | 30.8 | 509.0429 | 63.7375 | 0.86442 | 8.8005 | -7.7561 | 0 | 20.2644 | 33.77% | 1 | 0 | 0 | 0 | 0 | 0 | 0
| 5003 | 1.0444 | 3.228 | 688 | 31.4 | 664.557 | 74.4 | 0.8271 | 10.9931 | -9.9487 | 0 | 27.6225 | 46.04% | 1 | 0 | 0 | 0 | 0 | 0 | 0
| 5004 | 1.6 | 3.228 | 804 | 32 | 776.6044 | 82.25 | 0.79963 | 12.4198 | -10.8198 | 0 | 37.0606 | 61.77% | 1 | 0 | 0 | 0.06 | 0 | 0 | 0
| 5005 | 1.3778 | 3.228 | 861 | 32.6 | 831.6621 | 86.4125 | 0.78506 | 13.058 | -11.6803 | 0 | 47.2685 | 78.78% | 1 | 0 | 0 | 0.92 | 0 | 0 | 0
| 5006 | 1.1111 | 3.228 | 793 | 32.9 | 765.9792 | 82.4625 | 0.79888 | 12.2385 | -11.1274 | 0 | 57.4763 | 95.79% | 1 | 0 | 0 | 8.47 | 0 | 0 | 0
| 5007 | 1.1111 | 3.228 | 666 | 33.3 | 643.3066 | 74.925 | 0.82526 | 10.6179 | -9.5068 | 0 | 60 | 100% | 1 | 0 | 0 | 9.51 | 0 | 0 | 0
| 5008 | 1 | 3.228 | 498 | 33.6 | 481.0311 | 64.725 | 0.86096 | 8.283 | -7.283 | 0 | 60 | 100% | 0 | 0 | 0 | 7.28 | 0 | 0 | 0
| 5009 | 0.44444 | 3.228 | 328 | 33.3 | 316.8237 | 53.8 | 0.8992 | 5.6978 | -5.2533 | 0 | 60 | 100% | 0 | 0 | 0 | 5.25 | 0 | 0 | 0
| 5010 | 0.44444 | 3.228 | 146 | 32.9 | 141.0252 | 42.025 | 0.94041 | 2.6524 | -2.208 | 0 | 60 | 100% | 0 | 0 | 0 | 2.21 | 0 | 0 | 0
| 5011 | 7.7444 | 7.7444 | 15 | 32.6 | 14.4889 | 33.5375 | 0.97012 | 0.28112 | 7.4633 | 11 | 60 | 100% | 0 | 0 | 0 | 0 | 0 | 0 | 0
| 5012 | 8.9667 | 8.9667 | 0 | 31.4 | 0 | 31.4 | 0.9776 | 0 | 8.9667 | 10 | 52.133 | 86.89% | 0 | 0 | 0 | 0 | 0 | 0 | 0
| 5013 | 8.9667 | 8.9667 | 0 | 30.3 | 0 | 30.3 | 0.98145 | 0 | 8.9667 | 9 | 42.6813 | 71.14% | 0 | 0 | 0 | 0 | 0 | 0 | 0
| 5014 | 8.9667 | 8.9667 | 0 | 29.1 | 0 | 29.1 | 0.98565 | 0 | 8.9667 | 8 | 33.2296 | 55.38% | 0 | 0 | 0 | 0 | 0 | 0 | 0
| 5015 | 7.3 | 7.3 | 0 | 28.8 | 0 | 28.8 | 0.9867 | 0 | 7.3 | 7 | 23.7779 | 39.63% | 0 | 0 | 0 | 0 | 0 | 0 | 0
| 5016 | 1.6889 | 3.228 | 0 | 28.5 | 0 | 28.5 | 0.98775 | 0 | 1.6889 | 6 | 16.083 | 26.8% | 0 | 0 | 0 | 0 | 0 | 0 | 0
| 5017 | 1.1333 | 3.228 | 0 | 28.2 | 0 | 28.2 | 0.9888 | 0 | 1.1333 | 5 | 14.3028 | 23.84% | 0 | 0 | 0 | 0 | 0 | 0 | 0
| 5018 | 1.1333 | 3.228 | 0 | 27.5 | 0 | 27.5 | 0.99125 | 0 | 1.1333 | 4 | 13.1081 | 21.85% | 0 | 0 | 0 | 0 | 0.08 | 0 | 0
| 5019 | 0.022222 | 3.228 | 0 | 26.9 | 0 | 26.9 | 0.99335 | 0 | 0.022222 | 3 | 12 | 20% | 0 | 0 | 0 | 0 | 0.02 | 0 | 0
| 5020 | 0.022222 | 3.228 | 0 | 26.2 | 0 | 26.2 | 0.9958 | 0 | 0.022222 | 2 | 12 | 20% | 0 | 0 | 0 | 0 | 0.02 | 0 | 0
| 5021 | 0.022222 | 3.228 | 0 | 26 | 0 | 26 | 0.9965 | 0 | 0.022222 | 1 | 12 | 20% | 0 | 0 | 0 | 0 | 0.02 | 0 | 0
| 5022 | 0.022222 | 3.228 | 0 | 25.8 | 0 | 25.8 | 0.9972 | 0 | 0.022222 | 0 | 12 | 20% | 0 | 0 | 0 | 0 | 0.02 | 0 | 0
| 5023 | 0.022222 | 3.228 | 27 | 25.6 | 26.08 | 27.2875 | 0.99199 | 0.51742 | -0.4952 | 0 | 12 | 20% | 0 | 0 | 0 | 0 | 0 | 0 | 0
| 5024 | 0.66667 | 3.228 | 180 | 27.1 | 173.8666 | 38.35 | 0.95327 | 3.3149 | -2.6482 | 0 | 12.4698 | 20.78% | 1 | 1 | 0.8 | 0 | 0 | 0 | 0
| 5025 | 0.77778 | 3.228 | 364 | 28.7 | 351.597 | 51.45 | 0.90742 | 6.381 | -5.6032 | 0 | 14.9821 | 24.97% | 1 | 0 | 0 | 0 | 0 | 0 | 0
| 5026 | 1.0444 | 3.228 | 528 | 30.2 | 510.0088 | 63.2 | 0.8663 | 8.8364 | -7.792 | 0 | 20.2977 | 33.83% | 1 | 0 | 0 | 0 | 0 | 0 | 0
| 5027 | 1.0444 | 3.228 | 690 | 31.2 | 666.4888 | 74.325 | 0.82736 | 11.0286 | -9.9841 | 0 | 27.6898 | 46.15% | 1 | 0 | 0 | 0 | 0 | 0 | 0
| 5028 | 1.6 | 3.228 | 806 | 32.2 | 778.5362 | 82.575 | 0.79849 | 12.433 | -10.833 | 0 | 37.1616 | 61.94% | 1 | 0 | 0 | 0.07 | 0 | 0 | 0
| 5029 | 1.3778 | 3.228 | 863 | 33.2 | 833.594 | 87.1375 | 0.78252 | 13.0461 | -11.6683 | 0 | 47.3694 | 78.95% | 1 | 0 | 0 | 0.91 | 0 | 0 | 0
| 5030 | 1.1111 | 3.228 | 721 | 33.7 | 696.4325 | 78.7625 | 0.81183 | 11.3077 | -10.1966 | 0 | 57.5773 | 95.96% | 1 | 0 | 0 | 7.64 | 0 | 0 | 0
| 5031 | 1.1111 | 3.228 | 508 | 34.1 | 490.6903 | 65.85 | 0.85703 | 8.4107 | -7.2996 | 0 | 60 | 100% | 1 | 0 | 0 | 7.3 | 0 | 0 | 0
| 5032 | 1 | 3.228 | 270 | 34.6 | 260.8 | 51.475 | 0.90734 | 4.7327 | -3.7327 | 0 | 60 | 100% | 0 | 0 | 0 | 3.73 | 0 | 0 | 0
| 5033 | 0.44444 | 3.228 | 263 | 33.9 | 254.0385 | 50.3375 | 0.91132 | 4.6302 | -4.1858 | 0 | 60 | 100% | 0 | 0 | 0 | 4.19 | 0 | 0 | 0
| 5034 | 0.44444 | 3.228 | 146 | 33.2 | 141.0252 | 42.325 | 0.93936 | 2.6495 | -2.205 | 0 | 60 | 100% | 0 | 0 | 0 | 2.21 | 0 | 0 | 0
| 5035 | 7.7444 | 7.7444 | 17 | 32.5 | 16.4207 | 33.5625 | 0.97003 | 0.31857 | 7.4259 | 11 | 60 | 100% | 0 | 0 | 0 | 0 | 0 | 0 | 0
| 5036 | 8.9667 | 8.9667 | 0 | 31.5 | 0 | 31.5 | 0.97725 | 0 | 8.9667 | 10 | 52.1724 | 86.95% | 0 | 0 | 0 | 0 | 0 | 0 | 0
| 5037 | 8.9667 | 8.9667 | 0 | 30.4 | 0 | 30.4 | 0.9811 | 0 | 8.9667 | 9 | 42.7207 | 71.2% | 0 | 0 | 0 | 0 | 0 | 0 | 0
| 5038 | 8.9667 | 8.9667 | 0 | 29.4 | 0 | 29.4 | 0.9846 | 0 | 8.9667 | 8 | 33.2691 | 55.45% | 0 | 0 | 0 | 0 | 0 | 0 | 0
| 5039 | 7.3 | 7.3 | 0 | 28.9 | 0 | 28.9 | 0.98635 | 0 | 7.3 | 7 | 23.8174 | 39.7% | 0 | 0 | 0 | 0 | 0 | 0 | 0
| 5040 | 1.6889 | 3.228 | 0 | 28.5 | 0 | 28.5 | 0.98775 | 0 | 1.6889 | 6 | 16.1225 | 26.87% | 0 | 0 | 0 | 0 | 0 | 0 | 0
| 5041 | 1.1333 | 3.228 | 0 | 28 | 0 | 28 | 0.9895 | 0 | 1.1333 | 5 | 14.3422 | 23.9% | 0 | 0 | 0 | 0 | 0 | 0 | 0
| 5042 | 1.1333 | 3.228 | 0 | 27.6 | 0 | 27.6 | 0.9909 | 0 | 1.1333 | 4 | 13.1476 | 21.91% | 0 | 0 | 0 | 0 | 0.04 | 0 | 0
| 5043 | 0.022222 | 3.228 | 0 | 27.1 | 0 | 27.1 | 0.99265 | 0 | 0.022222 | 3 | 12 | 20% | 0 | 0 | 0 | 0 | 0.02 | 0 | 0
| 5044 | 0.022222 | 3.228 | 0 | 26.7 | 0 | 26.7 | 0.99405 | 0 | 0.022222 | 2 | 12 | 20% | 0 | 0 | 0 | 0 | 0.02 | 0 | 0
| 5045 | 0.022222 | 3.228 | 0 | 26.6 | 0 | 26.6 | 0.9944 | 0 | 0.022222 | 1 | 12 | 20% | 0 | 0 | 0 | 0 | 0.02 | 0 | 0
| 5046 | 0.022222 | 3.228 | 0 | 26.5 | 0 | 26.5 | 0.99475 | 0 | 0.022222 | 0 | 12 | 20% | 0 | 0 | 0 | 0 | 0.02 | 0 | 0
| 5047 | 0.022222 | 3.228 | 30 | 26.4 | 28.9778 | 28.275 | 0.98854 | 0.57291 | -0.55069 | 0 | 12 | 20% | 0 | 0 | 0 | 0 | 0 | 0 | 0
| 5048 | 0.66667 | 3.228 | 213 | 28 | 205.7422 | 41.3125 | 0.94291 | 3.8799 | -3.2132 | 0 | 12.5224 | 20.87% | 1 | 1 | 0.8 | 0 | 0 | 0 | 0
| 5049 | 0.77778 | 3.228 | 442 | 29.5 | 426.9392 | 57.125 | 0.88756 | 7.5787 | -6.8009 | 0 | 15.5708 | 25.95% | 1 | 0 | 0 | 0 | 0 | 0 | 0
| 5050 | 1.0444 | 3.228 | 658 | 31.1 | 635.5792 | 72.225 | 0.83471 | 10.6105 | -9.5661 | 0 | 22.0227 | 36.7% | 1 | 0 | 0 | 0 | 0 | 0 | 0
| 5051 | 1.0444 | 3.228 | 775 | 31.7 | 748.5925 | 80.1375 | 0.80702 | 12.0826 | -11.0381 | 0 | 31.0979 | 51.83% | 1 | 0 | 0 | 0.28 | 0 | 0 | 0
| 5052 | 1.6 | 3.228 | 807 | 32.3 | 779.5021 | 82.7375 | 0.79792 | 12.4396 | -10.8396 | 0 | 41.3057 | 68.84% | 1 | 0 | 0 | 0.08 | 0 | 0 | 0
| 5053 | 1.3778 | 3.228 | 755 | 32.9 | 729.274 | 80.0875 | 0.80719 | 11.7733 | -10.3955 | 0 | 51.5135 | 85.86% | 1 | 0 | 0 | 1.45 | 0 | 0 | 0
| 5054 | 1.1111 | 3.228 | 759 | 33 | 733.1377 | 80.4375 | 0.80597 | 11.8177 | -10.7066 | 0 | 60 | 100% | 1 | 0 | 0 | 10.71 | 0 | 0 | 0
| 5055 | 1.1111 | 3.228 | 697 | 33.1 | 673.2503 | 76.6625 | 0.81918 | 11.0303 | -9.9192 | 0 | 60 | 100% | 0 | 0 | 0 | 9.92 | 0 | 0 | 0
| 5056 | 1 | 3.228 | 570 | 33.2 | 550.5777 | 68.825 | 0.84661 | 9.3225 | -8.3225 | 0 | 60 | 100% | 0 | 0 | 0 | 8.32 | 0 | 0 | 0
| 5057 | 0.44444 | 3.228 | 375 | 32.4 | 362.2222 | 55.8375 | 0.89207 | 6.4625 | -6.0181 | 0 | 60 | 100% | 0 | 0 | 0 | 6.02 | 0 | 0 | 0
| 5058 | 0.44444 | 3.228 | 166 | 31.7 | 160.3437 | 42.075 | 0.94024 | 3.0152 | -2.5708 | 0 | 60 | 100% | 0 | 0 | 0 | 2.57 | 0 | 0 | 0
| 5059 | 7.7444 | 7.7444 | 17 | 30.9 | 16.4207 | 31.9625 | 0.97563 | 0.32041 | 7.424 | 11 | 60 | 100% | 0 | 0 | 0 | 0 | 0 | 0 | 0
| 5060 | 8.9667 | 8.9667 | 0 | 30.6 | 0 | 30.6 | 0.9804 | 0 | 8.9667 | 10 | 52.1744 | 86.96% | 0 | 0 | 0 | 0 | 0 | 0 | 0
| 5061 | 8.9667 | 8.9667 | 0 | 30.2 | 0 | 30.2 | 0.9818 | 0 | 8.9667 | 9 | 42.7227 | 71.2% | 0 | 0 | 0 | 0 | 0 | 0 | 0
| 5062 | 8.9667 | 8.9667 | 0 | 29.9 | 0 | 29.9 | 0.98285 | 0 | 8.9667 | 8 | 33.271 | 55.45% | 0 | 0 | 0 | 0 | 0 | 0 | 0
| 5063 | 7.3 | 7.3 | 0 | 29.4 | 0 | 29.4 | 0.9846 | 0 | 7.3 | 7 | 23.8193 | 39.7% | 0 | 0 | 0 | 0 | 0 | 0 | 0
| 5064 | 1.6889 | 3.228 | 0 | 28.9 | 0 | 28.9 | 0.98635 | 0 | 1.6889 | 6 | 16.1244 | 26.87% | 0 | 0 | 0 | 0 | 0 | 0 | 0
| 5065 | 1.1333 | 3.228 | 0 | 28.4 | 0 | 28.4 | 0.9881 | 0 | 1.1333 | 5 | 14.3442 | 23.91% | 0 | 0 | 0 | 0 | 0 | 0 | 0
| 5066 | 1.1333 | 3.228 | 0 | 28.2 | 0 | 28.2 | 0.9888 | 0 | 1.1333 | 4 | 13.1495 | 21.92% | 0 | 0 | 0 | 0 | 0.04 | 0 | 0
| 5067 | 0.022222 | 3.228 | 0 | 27.9 | 0 | 27.9 | 0.98985 | 0 | 0.022222 | 3 | 12 | 20% | 0 | 0 | 0 | 0 | 0.02 | 0 | 0
| 5068 | 0.022222 | 3.228 | 0 | 27.7 | 0 | 27.7 | 0.99055 | 0 | 0.022222 | 2 | 12 | 20% | 0 | 0 | 0 | 0 | 0.02 | 0 | 0
| 5069 | 0.022222 | 3.228 | 0 | 27.7 | 0 | 27.7 | 0.99055 | 0 | 0.022222 | 1 | 12 | 20% | 0 | 0 | 0 | 0 | 0.02 | 0 | 0
| 5070 | 0.022222 | 3.228 | 0 | 27.7 | 0 | 27.7 | 0.99055 | 0 | 0.022222 | 0 | 12 | 20% | 0 | 0 | 0 | 0 | 0.02 | 0 | 0
| 5071 | 0.022222 | 3.228 | 21 | 27.7 | 20.2844 | 29.0125 | 0.98596 | 0.39999 | -0.37777 | 0 | 12 | 20% | 0 | 0 | 0 | 0 | 0 | 0 | 0
| 5072 | 0.66667 | 3.228 | 129 | 28.8 | 124.6044 | 36.8625 | 0.95848 | 2.3886 | -1.722 | 0 | 12.3584 | 20.6% | 1 | 1 | 0.8 | 0 | 0 | 0 | 0
| 5073 | 0.77778 | 3.228 | 230 | 29.9 | 222.1629 | 44.275 | 0.93254 | 4.1435 | -3.3657 | 0 | 13.992 | 23.32% | 1 | 0 | 0 | 0 | 0 | 0 | 0
| 5074 | 1.0444 | 3.228 | 285 | 31 | 275.2889 | 48.8125 | 0.91666 | 5.0469 | -4.0025 | 0 | 17.185 | 28.64% | 1 | 0 | 0 | 0 | 0 | 0 | 0
| 5075 | 1.0444 | 3.228 | 353 | 31.3 | 340.9718 | 53.3625 | 0.90073 | 6.1425 | -5.098 | 0 | 20.982 | 34.97% | 1 | 0 | 0 | 0 | 0 | 0 | 0
| 5076 | 1.6 | 3.228 | 394 | 31.5 | 380.5748 | 56.125 | 0.89106 | 6.7823 | -5.1823 | 0 | 25.8185 | 43.03% | 1 | 0 | 0 | 0 | 0 | 0 | 0
| 5077 | 1.3778 | 3.228 | 406 | 31.8 | 392.1659 | 57.175 | 0.88739 | 6.9601 | -5.5823 | 0 | 30.7348 | 51.22% | 1 | 0 | 0 | 0 | 0 | 0 | 0
| 5078 | 1.1111 | 3.228 | 456 | 31.3 | 440.4622 | 59.8 | 0.8782 | 7.7363 | -6.6252 | 0 | 36.0307 | 60.05% | 1 | 0 | 0 | 0 | 0 | 0 | 0
| 5079 | 1.1111 | 3.228 | 457 | 30.9 | 441.4281 | 59.4625 | 0.87938 | 7.7637 | -6.6526 | 0 | 42.3159 | 70.53% | 1 | 0 | 0 | 0 | 0 | 0 | 0
| 5080 | 1 | 3.228 | 400 | 30.4 | 386.3703 | 55.4 | 0.8936 | 6.9052 | -5.9052 | 0 | 48.627 | 81.05% | 1 | 0 | 0 | 0 | 0 | 0 | 0
| 5081 | 0.44444 | 3.228 | 263 | 29.9 | 254.0385 | 46.3375 | 0.92532 | 4.7013 | -4.2569 | 0 | 54.2292 | 90.38% | 1 | 0 | 0 | 0 | 0 | 0 | 0
| 5082 | 0.44444 | 3.228 | 116 | 29.3 | 112.0474 | 36.55 | 0.95958 | 2.1504 | -1.7059 | 0 | 58.2676 | 97.11% | 1 | 0 | 0 | 0 | 0 | 0 | 0
| 5083 | 7.7444 | 7.7444 | 12 | 28.8 | 11.5911 | 29.55 | 0.98408 | 0.22813 | 7.5163 | 11 | 59.886 | 99.81% | 1 | 0 | 0 | 0 | 0 | 0 | 0
| 5084 | 8.9667 | 8.9667 | 0 | 28.6 | 0 | 28.6 | 0.9874 | 0 | 8.9667 | 10 | 51.9631 | 86.61% | 0 | 0 | 0 | 0 | 0 | 0 | 0
| 5085 | 8.9667 | 8.9667 | 0 | 28.4 | 0 | 28.4 | 0.9881 | 0 | 8.9667 | 9 | 42.5114 | 70.85% | 0 | 0 | 0 | 0 | 0 | 0 | 0
| 5086 | 8.9667 | 8.9667 | 0 | 28.1 | 0 | 28.1 | 0.98915 | 0 | 8.9667 | 8 | 33.0597 | 55.1% | 0 | 0 | 0 | 0 | 0 | 0 | 0
| 5087 | 7.3 | 7.3 | 0 | 27.7 | 0 | 27.7 | 0.99055 | 0 | 7.3 | 7 | 23.608 | 39.35% | 0 | 0 | 0 | 0 | 0 | 0 | 0
| 5088 | 1.6889 | 3.228 | 0 | 27.1 | 0 | 27.1 | 0.99265 | 0 | 1.6889 | 6 | 15.9132 | 26.52% | 0 | 0 | 0 | 0 | 0 | 0 | 0
| 5089 | 1.1333 | 3.228 | 0 | 26.5 | 0 | 26.5 | 0.99475 | 0 | 1.1333 | 5 | 14.1329 | 23.55% | 0 | 0 | 0 | 0 | 0 | 0 | 0
| 5090 | 1.1333 | 3.228 | 0 | 26 | 0 | 26 | 0.9965 | 0 | 1.1333 | 4 | 12.9383 | 21.56% | 0 | 0 | 0 | 0 | 0.24 | 0 | 0
| 5091 | 0.022222 | 3.228 | 0 | 25.6 | 0 | 25.6 | 0.9979 | 0 | 0.022222 | 3 | 12 | 20% | 0 | 0 | 0 | 0 | 0.02 | 0 | 0
| 5092 | 0.022222 | 3.228 | 0 | 25.5 | 0 | 25.5 | 0.99825 | 0 | 0.022222 | 2 | 12 | 20% | 0 | 0 | 0 | 0 | 0.02 | 0 | 0
| 5093 | 0.022222 | 3.228 | 0 | 25.4 | 0 | 25.4 | 0.9986 | 0 | 0.022222 | 1 | 12 | 20% | 0 | 0 | 0 | 0 | 0.02 | 0 | 0
| 5094 | 0.022222 | 3.228 | 0 | 25.3 | 0 | 25.3 | 0.99895 | 0 | 0.022222 | 0 | 12 | 20% | 0 | 0 | 0 | 0 | 0.02 | 0 | 0
| 5095 | 0.022222 | 3.228 | 14 | 25.8 | 13.523 | 26.675 | 0.99414 | 0.26887 | -0.24665 | 0 | 12 | 20% | 0 | 0 | 0 | 0 | 0 | 0 | 0
| 5096 | 0.66667 | 3.228 | 114 | 27.3 | 110.1155 | 34.425 | 0.96701 | 2.1297 | -1.463 | 0 | 12.234 | 20.39% | 1 | 1 | 0.8 | 0 | 0 | 0 | 0
| 5097 | 0.77778 | 3.228 | 263 | 28.9 | 254.0385 | 45.3375 | 0.92882 | 4.7191 | -3.9413 | 0 | 13.6219 | 22.7% | 1 | 0 | 0 | 0 | 0 | 0 | 0
| 5098 | 1.0444 | 3.228 | 425 | 30.4 | 410.5185 | 56.9625 | 0.88813 | 7.2919 | -6.2474 | 0 | 17.361 | 28.93% | 1 | 0 | 0 | 0 | 0 | 0 | 0
| 5099 | 1.0444 | 3.228 | 527 | 30.3 | 509.0429 | 63.2375 | 0.86617 | 8.8183 | -7.7739 | 0 | 23.2878 | 38.81% | 1 | 0 | 0 | 0 | 0 | 0 | 0
| 5100 | 1.6 | 3.228 | 590 | 30.1 | 569.8962 | 66.975 | 0.85309 | 9.7234 | -8.1234 | 0 | 30.6628 | 51.1% | 1 | 0 | 0 | 0 | 0 | 0 | 0
| 5101 | 1.3778 | 3.228 | 608 | 30 | 587.2829 | 68 | 0.8495 | 9.9779 | -8.6002 | 0 | 38.3694 | 63.95% | 1 | 0 | 0 | 0 | 0 | 0 | 0
| 5102 | 1.1111 | 3.228 | 580 | 30.1 | 560.237 | 66.35 | 0.85528 | 9.5831 | -8.472 | 0 | 46.5282 | 77.55% | 1 | 0 | 0 | 0 | 0 | 0 | 0
| 5103 | 1.1111 | 3.228 | 509 | 30.2 | 491.6562 | 62.0125 | 0.87046 | 8.5593 | -7.4482 | 0 | 54.5655 | 90.94% | 1 | 0 | 0 | 1.72 | 0 | 0 | 0
| 5104 | 1 | 3.228 | 400 | 30.3 | 386.3703 | 55.3 | 0.89395 | 6.9079 | -5.9079 | 0 | 60 | 100% | 1 | 0 | 0 | 5.91 | 0 | 0 | 0
| 5105 | 0.44444 | 3.228 | 263 | 29.3 | 254.0385 | 45.7375 | 0.92742 | 4.712 | -4.2676 | 0 | 60 | 100% | 0 | 0 | 0 | 4.27 | 0 | 0 | 0
| 5106 | 0.44444 | 3.228 | 116 | 28.2 | 112.0474 | 35.45 | 0.96342 | 2.159 | -1.7145 | 0 | 60 | 100% | 0 | 0 | 0 | 1.71 | 0 | 0 | 0
| 5107 | 7.7444 | 7.7444 | 11 | 27.2 | 10.6252 | 27.8875 | 0.98989 | 0.21036 | 7.5341 | 11 | 60 | 100% | 0 | 0 | 0 | 0 | 0 | 0 | 0
| 5108 | 8.9667 | 8.9667 | 0 | 27.2 | 0 | 27.2 | 0.9923 | 0 | 8.9667 | 10 | 52.0584 | 86.76% | 0 | 0 | 0 | 0 | 0 | 0 | 0
| 5109 | 8.9667 | 8.9667 | 0 | 27.1 | 0 | 27.1 | 0.99265 | 0 | 8.9667 | 9 | 42.6067 | 71.01% | 0 | 0 | 0 | 0 | 0 | 0 | 0
| 5110 | 8.9667 | 8.9667 | 0 | 27.1 | 0 | 27.1 | 0.99265 | 0 | 8.9667 | 8 | 33.155 | 55.26% | 0 | 0 | 0 | 0 | 0 | 0 | 0
| 5111 | 7.3 | 7.3 | 0 | 26.9 | 0 | 26.9 | 0.99335 | 0 | 7.3 | 7 | 23.7033 | 39.51% | 0 | 0 | 0 | 0 | 0 | 0 | 0
| 5112 | 1.6889 | 3.228 | 0 | 26.8 | 0 | 26.8 | 0.9937 | 0 | 1.6889 | 6 | 16.0084 | 26.68% | 0 | 0 | 0 | 0 | 0 | 0 | 0
| 5113 | 1.1333 | 3.228 | 0 | 26.6 | 0 | 26.6 | 0.9944 | 0 | 1.1333 | 5 | 14.2282 | 23.71% | 0 | 0 | 0 | 0 | 0 | 0 | 0
| 5114 | 1.1333 | 3.228 | 0 | 26.4 | 0 | 26.4 | 0.9951 | 0 | 1.1333 | 4 | 13.0335 | 21.72% | 0 | 0 | 0 | 0 | 0.15 | 0 | 0
| 5115 | 0.022222 | 3.228 | 0 | 26.1 | 0 | 26.1 | 0.99615 | 0 | 0.022222 | 3 | 12 | 20% | 0 | 0 | 0 | 0 | 0.02 | 0 | 0
| 5116 | 0.022222 | 3.228 | 0 | 25.9 | 0 | 25.9 | 0.99685 | 0 | 0.022222 | 2 | 12 | 20% | 0 | 0 | 0 | 0 | 0.02 | 0 | 0
| 5117 | 0.022222 | 3.228 | 0 | 25.8 | 0 | 25.8 | 0.9972 | 0 | 0.022222 | 1 | 12 | 20% | 0 | 0 | 0 | 0 | 0.02 | 0 | 0
| 5118 | 0.022222 | 3.228 | 0 | 25.8 | 0 | 25.8 | 0.9972 | 0 | 0.022222 | 0 | 12 | 20% | 0 | 0 | 0 | 0 | 0.02 | 0 | 0
| 5119 | 0.022222 | 3.228 | 14 | 25.7 | 13.523 | 26.575 | 0.99449 | 0.26897 | -0.24675 | 0 | 12 | 20% | 0 | 0 | 0 | 0 | 0 | 0 | 0
| 5120 | 0.66667 | 3.228 | 114 | 26.9 | 110.1155 | 34.025 | 0.96841 | 2.1327 | -1.4661 | 0 | 12.2341 | 20.39% | 1 | 1 | 0.8 | 0 | 0 | 0 | 0
| 5121 | 0.77778 | 3.228 | 263 | 28 | 254.0385 | 44.4375 | 0.93197 | 4.7351 | -3.9573 | 0 | 13.6249 | 22.71% | 1 | 0 | 0 | 0 | 0 | 0 | 0
| 5122 | 1.0444 | 3.228 | 425 | 29.2 | 410.5185 | 55.7625 | 0.89233 | 7.3264 | -6.2819 | 0 | 17.3792 | 28.97% | 1 | 0 | 0 | 0 | 0 | 0 | 0
| 5123 | 1.0444 | 3.228 | 502 | 29.7 | 484.8948 | 61.075 | 0.87374 | 8.4734 | -7.429 | 0 | 23.3387 | 38.9% | 1 | 0 | 0 | 0 | 0 | 0 | 0
| 5124 | 1.6 | 3.228 | 531 | 30.2 | 512.9066 | 63.3875 | 0.86564 | 8.8799 | -7.2799 | 0 | 30.3865 | 50.64% | 1 | 0 | 0 | 0 | 0 | 0 | 0
| 5125 | 1.3778 | 3.228 | 515 | 30.7 | 497.4518 | 62.8875 | 0.86739 | 8.6297 | -7.252 | 0 | 37.2928 | 62.15% | 1 | 0 | 0 | 0 | 0 | 0 | 0
| 5126 | 1.1111 | 3.228 | 459 | 29.1 | 443.36 | 57.7875 | 0.88524 | 7.8496 | -6.7385 | 0 | 44.1726 | 73.62% | 1 | 0 | 0 | 0 | 0 | 0 | 0
| 5127 | 1.1111 | 3.228 | 374 | 27.5 | 361.2563 | 50.875 | 0.90944 | 6.5708 | -5.4597 | 0 | 50.5653 | 84.28% | 1 | 0 | 0 | 0 | 0 | 0 | 0
| 5128 | 1 | 3.228 | 269 | 25.9 | 259.834 | 42.7125 | 0.93801 | 4.8745 | -3.8745 | 0 | 55.7448 | 92.91% | 1 | 0 | 0 | 0 | 0 | 0 | 0
| 5129 | 0.44444 | 3.228 | 208 | 25.8 | 200.9126 | 38.8 | 0.9517 | 3.8242 | -3.3797 | 0 | 59.4205 | 99.03% | 1 | 0 | 0 | 2.77 | 0 | 0 | 0
| 5130 | 0.44444 | 3.228 | 103 | 25.7 | 99.4904 | 32.1375 | 0.97502 | 1.9401 | -1.4957 | 0 | 60 | 100% | 1 | 0 | 0 | 1.5 | 0 | 0 | 0
| 5131 | 7.7444 | 7.7444 | 11 | 25.6 | 10.6252 | 26.2875 | 0.99549 | 0.21155 | 7.5329 | 11 | 60 | 100% | 0 | 0 | 0 | 0 | 0 | 0 | 0
| 5132 | 8.9667 | 8.9667 | 0 | 25.5 | 0 | 25.5 | 0.99825 | 0 | 8.9667 | 10 | 52.0596 | 86.77% | 0 | 0 | 0 | 0 | 0 | 0 | 0
| 5133 | 8.9667 | 8.9667 | 0 | 25.5 | 0 | 25.5 | 0.99825 | 0 | 8.9667 | 9 | 42.6079 | 71.01% | 0 | 0 | 0 | 0 | 0 | 0 | 0
| 5134 | 8.9667 | 8.9667 | 0 | 25.4 | 0 | 25.4 | 0.9986 | 0 | 8.9667 | 8 | 33.1562 | 55.26% | 0 | 0 | 0 | 0 | 0 | 0 | 0
| 5135 | 7.3 | 7.3 | 0 | 25.5 | 0 | 25.5 | 0.99825 | 0 | 7.3 | 7 | 23.7045 | 39.51% | 0 | 0 | 0 | 0 | 0 | 0 | 0
| 5136 | 1.6889 | 3.228 | 0 | 25.6 | 0 | 25.6 | 0.9979 | 0 | 1.6889 | 6 | 16.0097 | 26.68% | 0 | 0 | 0 | 0 | 0 | 0 | 0
| 5137 | 1.1333 | 3.228 | 0 | 25.7 | 0 | 25.7 | 0.99755 | 0 | 1.1333 | 5 | 14.2294 | 23.72% | 0 | 0 | 0 | 0 | 0 | 0 | 0
| 5138 | 1.1333 | 3.228 | 0 | 25.6 | 0 | 25.6 | 0.9979 | 0 | 1.1333 | 4 | 13.0348 | 21.72% | 0 | 0 | 0 | 0 | 0.15 | 0 | 0
| 5139 | 0.022222 | 3.228 | 0 | 25.6 | 0 | 25.6 | 0.9979 | 0 | 0.022222 | 3 | 12 | 20% | 0 | 0 | 0 | 0 | 0.02 | 0 | 0
| 5140 | 0.022222 | 3.228 | 0 | 25.5 | 0 | 25.5 | 0.99825 | 0 | 0.022222 | 2 | 12 | 20% | 0 | 0 | 0 | 0 | 0.02 | 0 | 0
| 5141 | 0.022222 | 3.228 | 0 | 25.5 | 0 | 25.5 | 0.99825 | 0 | 0.022222 | 1 | 12 | 20% | 0 | 0 | 0 | 0 | 0.02 | 0 | 0
| 5142 | 0.022222 | 3.228 | 0 | 25.6 | 0 | 25.6 | 0.9979 | 0 | 0.022222 | 0 | 12 | 20% | 0 | 0 | 0 | 0 | 0.02 | 0 | 0
| 5143 | 0.022222 | 3.228 | 13 | 25.6 | 12.557 | 26.4125 | 0.99506 | 0.2499 | -0.22768 | 0 | 12 | 20% | 0 | 0 | 0 | 0 | 0 | 0 | 0
| 5144 | 0.66667 | 3.228 | 113 | 26.9 | 109.1496 | 33.9625 | 0.96863 | 2.1145 | -1.4478 | 0 | 12.216 | 20.36% | 1 | 1 | 0.8 | 0 | 0 | 0 | 0
| 5145 | 0.77778 | 3.228 | 262 | 28.1 | 253.0726 | 44.475 | 0.93184 | 4.7165 | -3.9387 | 0 | 13.5895 | 22.65% | 1 | 0 | 0 | 0 | 0 | 0 | 0
| 5146 | 1.0444 | 3.228 | 425 | 29.4 | 410.5185 | 55.9625 | 0.89163 | 7.3206 | -6.2762 | 0 | 17.3261 | 28.88% | 1 | 0 | 0 | 0 | 0 | 0 | 0
| 5147 | 1.0444 | 3.228 | 527 | 30.1 | 509.0429 | 63.0375 | 0.86687 | 8.8255 | -7.781 | 0 | 23.2802 | 38.8% | 1 | 0 | 0 | 0 | 0 | 0 | 0
| 5148 | 1.6 | 3.228 | 590 | 30.7 | 569.8962 | 67.575 | 0.85099 | 9.6995 | -8.0995 | 0 | 30.6619 | 51.1% | 1 | 0 | 0 | 0 | 0 | 0 | 0
| 5149 | 1.3778 | 3.228 | 609 | 31.4 | 588.2488 | 69.4625 | 0.84438 | 9.9341 | -8.5563 | 0 | 38.3458 | 63.91% | 1 | 0 | 0 | 0 | 0 | 0 | 0
| 5150 | 1.1111 | 3.228 | 524 | 31.7 | 506.1451 | 64.45 | 0.86193 | 8.7252 | -7.6141 | 0 | 46.463 | 77.44% | 1 | 0 | 0 | 0 | 0 | 0 | 0
| 5151 | 1.1111 | 3.228 | 405 | 31.9 | 391.2 | 57.2125 | 0.88726 | 6.9419 | -5.8308 | 0 | 53.6864 | 89.48% | 1 | 0 | 0 | 0 | 0 | 0 | 0
| 5152 | 1 | 3.228 | 271 | 32.2 | 261.7659 | 49.1375 | 0.91552 | 4.793 | -3.793 | 0 | 59.218 | 98.7% | 1 | 0 | 0 | 2.97 | 0 | 0 | 0
| 5153 | 0.44444 | 3.228 | 177 | 30.1 | 170.9689 | 41.1625 | 0.94343 | 3.2259 | -2.7815 | 0 | 60 | 100% | 1 | 0 | 0 | 2.78 | 0 | 0 | 0
| 5154 | 0.44444 | 3.228 | 77 | 28 | 74.3763 | 32.8125 | 0.97266 | 1.4469 | -1.0024 | 0 | 60 | 100% | 0 | 0 | 0 | 1 | 0 | 0 | 0
| 5155 | 7.7444 | 7.7444 | 7 | 25.9 | 6.7615 | 26.3375 | 0.99532 | 0.1346 | 7.6098 | 11 | 60 | 100% | 0 | 0 | 0 | 0 | 0 | 0 | 0
| 5156 | 8.9667 | 8.9667 | 0 | 26 | 0 | 26 | 0.9965 | 0 | 8.9667 | 10 | 51.9785 | 86.63% | 0 | 0 | 0 | 0 | 0 | 0 | 0
| 5157 | 8.9667 | 8.9667 | 0 | 26.1 | 0 | 26.1 | 0.99615 | 0 | 8.9667 | 9 | 42.5268 | 70.88% | 0 | 0 | 0 | 0 | 0 | 0 | 0
| 5158 | 8.9667 | 8.9667 | 0 | 26.2 | 0 | 26.2 | 0.9958 | 0 | 8.9667 | 8 | 33.0751 | 55.13% | 0 | 0 | 0 | 0 | 0 | 0 | 0
| 5159 | 7.3 | 7.3 | 0 | 26 | 0 | 26 | 0.9965 | 0 | 7.3 | 7 | 23.6234 | 39.37% | 0 | 0 | 0 | 0 | 0 | 0 | 0
| 5160 | 1.6889 | 3.228 | 0 | 25.8 | 0 | 25.8 | 0.9972 | 0 | 1.6889 | 6 | 15.9286 | 26.55% | 0 | 0 | 0 | 0 | 0 | 0 | 0
| 5161 | 1.1333 | 3.228 | 0 | 25.6 | 0 | 25.6 | 0.9979 | 0 | 1.1333 | 5 | 14.1483 | 23.58% | 0 | 0 | 0 | 0 | 0 | 0 | 0
| 5162 | 1.1333 | 3.228 | 0 | 25.5 | 0 | 25.5 | 0.99825 | 0 | 1.1333 | 4 | 12.9537 | 21.59% | 0 | 0 | 0 | 0 | 0.23 | 0 | 0
| 5163 | 0.022222 | 3.228 | 0 | 25.3 | 0 | 25.3 | 0.99895 | 0 | 0.022222 | 3 | 12 | 20% | 0 | 0 | 0 | 0 | 0.02 | 0 | 0
| 5164 | 0.022222 | 3.228 | 0 | 25.1 | 0 | 25.1 | 0.99965 | 0 | 0.022222 | 2 | 12 | 20% | 0 | 0 | 0 | 0 | 0.02 | 0 | 0
| 5165 | 0.022222 | 3.228 | 0 | 25.1 | 0 | 25.1 | 0.99965 | 0 | 0.022222 | 1 | 12 | 20% | 0 | 0 | 0 | 0 | 0.02 | 0 | 0
| 5166 | 0.022222 | 3.228 | 0 | 25.2 | 0 | 25.2 | 0.9993 | 0 | 0.022222 | 0 | 12 | 20% | 0 | 0 | 0 | 0 | 0.02 | 0 | 0
| 5167 | 0.022222 | 3.228 | 20 | 25.2 | 19.3185 | 26.45 | 0.99492 | 0.38441 | -0.36219 | 0 | 12 | 20% | 0 | 0 | 0 | 0 | 0 | 0 | 0
| 5168 | 0.66667 | 3.228 | 136 | 25.9 | 131.3659 | 34.4 | 0.9671 | 2.5409 | -1.8742 | 0 | 12.3436 | 20.57% | 1 | 1 | 0.8 | 0 | 0 | 0 | 0
| 5169 | 0.77778 | 3.228 | 263 | 26.6 | 254.0385 | 43.0375 | 0.93687 | 4.76 | -3.9822 | 0 | 14.1216 | 23.54% | 1 | 0 | 0 | 0 | 0 | 0 | 0
| 5170 | 1.0444 | 3.228 | 361 | 27.3 | 348.6992 | 49.8625 | 0.91298 | 6.3671 | -5.3227 | 0 | 17.8995 | 29.83% | 1 | 0 | 0 | 0 | 0 | 0 | 0
| 5171 | 1.0444 | 3.228 | 419 | 28.1 | 404.7229 | 54.2875 | 0.89749 | 7.2647 | -6.2203 | 0 | 22.949 | 38.25% | 1 | 0 | 0 | 0 | 0 | 0 | 0
| 5172 | 1.6 | 3.228 | 435 | 28.8 | 420.1777 | 55.9875 | 0.89154 | 7.4921 | -5.8921 | 0 | 28.8501 | 48.08% | 1 | 0 | 0 | 0 | 0 | 0 | 0
| 5173 | 1.3778 | 3.228 | 412 | 29.5 | 397.9614 | 55.25 | 0.89413 | 7.1165 | -5.7388 | 0 | 34.4399 | 57.4% | 1 | 0 | 0 | 0 | 0 | 0 | 0
| 5174 | 1.1111 | 3.228 | 462 | 29.9 | 446.2577 | 58.775 | 0.88179 | 7.8701 | -6.759 | 0 | 39.8842 | 66.47% | 1 | 0 | 0 | 0 | 0 | 0 | 0
| 5175 | 1.1111 | 3.228 | 461 | 30.3 | 445.2918 | 59.1125 | 0.88061 | 7.8425 | -6.7314 | 0 | 46.2963 | 77.16% | 1 | 0 | 0 | 0 | 0 | 0 | 0
| 5176 | 1 | 3.228 | 402 | 30.7 | 388.3022 | 55.825 | 0.89211 | 6.9282 | -5.9282 | 0 | 52.6823 | 87.8% | 1 | 0 | 0 | 0 | 0 | 0 | 0
| 5177 | 0.44444 | 3.228 | 251 | 30 | 242.4474 | 45.6875 | 0.92759 | 4.4979 | -4.0534 | 0 | 58.3063 | 97.18% | 1 | 0 | 0 | 2.27 | 0 | 0 | 0
| 5178 | 0.44444 | 3.228 | 103 | 29.3 | 99.4904 | 35.7375 | 0.96242 | 1.915 | -1.4706 | 0 | 60 | 100% | 1 | 0 | 0 | 1.47 | 0 | 0 | 0
| 5179 | 7.7444 | 7.7444 | 9 | 28.6 | 8.6933 | 29.1625 | 0.98543 | 0.17133 | 7.5731 | 11 | 60 | 100% | 0 | 0 | 0 | 0 | 0 | 0 | 0
| 5180 | 8.9667 | 8.9667 | 0 | 28 | 0 | 28 | 0.9895 | 0 | 8.9667 | 10 | 52.0172 | 86.7% | 0 | 0 | 0 | 0 | 0 | 0 | 0
| 5181 | 8.9667 | 8.9667 | 0 | 27.3 | 0 | 27.3 | 0.99195 | 0 | 8.9667 | 9 | 42.5655 | 70.94% | 0 | 0 | 0 | 0 | 0 | 0 | 0
| 5182 | 8.9667 | 8.9667 | 0 | 26.6 | 0 | 26.6 | 0.9944 | 0 | 8.9667 | 8 | 33.1138 | 55.19% | 0 | 0 | 0 | 0 | 0 | 0 | 0
| 5183 | 7.3 | 7.3 | 0 | 26.4 | 0 | 26.4 | 0.9951 | 0 | 7.3 | 7 | 23.6622 | 39.44% | 0 | 0 | 0 | 0 | 0 | 0 | 0
| 5184 | 1.6889 | 3.228 | 0 | 26.1 | 0 | 26.1 | 0.99615 | 0 | 1.6889 | 6 | 15.9673 | 26.61% | 0 | 0 | 0 | 0 | 0 | 0 | 0
| 5185 | 1.1333 | 3.228 | 0 | 25.9 | 0 | 25.9 | 0.99685 | 0 | 1.1333 | 5 | 14.187 | 23.65% | 0 | 0 | 0 | 0 | 0 | 0 | 0
| 5186 | 1.1333 | 3.228 | 0 | 25.7 | 0 | 25.7 | 0.99755 | 0 | 1.1333 | 4 | 12.9924 | 21.65% | 0 | 0 | 0 | 0 | 0.19 | 0 | 0
| 5187 | 0.022222 | 3.228 | 0 | 25.4 | 0 | 25.4 | 0.9986 | 0 | 0.022222 | 3 | 12 | 20% | 0 | 0 | 0 | 0 | 0.02 | 0 | 0
| 5188 | 0.022222 | 3.228 | 0 | 25.2 | 0 | 25.2 | 0.9993 | 0 | 0.022222 | 2 | 12 | 20% | 0 | 0 | 0 | 0 | 0.02 | 0 | 0
| 5189 | 0.022222 | 3.228 | 0 | 25.4 | 0 | 25.4 | 0.9986 | 0 | 0.022222 | 1 | 12 | 20% | 0 | 0 | 0 | 0 | 0.02 | 0 | 0
| 5190 | 0.022222 | 3.228 | 0 | 25.5 | 0 | 25.5 | 0.99825 | 0 | 0.022222 | 0 | 12 | 20% | 0 | 0 | 0 | 0 | 0.02 | 0 | 0
| 5191 | 0.022222 | 3.228 | 13 | 25.7 | 12.557 | 26.5125 | 0.99471 | 0.24981 | -0.22759 | 0 | 12 | 20% | 0 | 0 | 0 | 0 | 0 | 0 | 0
| 5192 | 0.66667 | 3.228 | 113 | 26.3 | 109.1496 | 33.3625 | 0.97073 | 2.1191 | -1.4524 | 0 | 12.2159 | 20.36% | 1 | 1 | 0.8 | 0 | 0 | 0 | 0
| 5193 | 0.77778 | 3.228 | 263 | 26.9 | 254.0385 | 43.3375 | 0.93582 | 4.7547 | -3.9769 | 0 | 13.5938 | 22.66% | 1 | 0 | 0 | 0 | 0 | 0 | 0
| 5194 | 1.0444 | 3.228 | 425 | 27.5 | 410.5185 | 54.0625 | 0.89828 | 7.3752 | -6.3308 | 0 | 17.3666 | 28.94% | 1 | 0 | 0 | 0 | 0 | 0 | 0
| 5195 | 1.0444 | 3.228 | 502 | 28.7 | 484.8948 | 60.075 | 0.87724 | 8.5074 | -7.4629 | 0 | 23.3725 | 38.95% | 1 | 0 | 0 | 0 | 0 | 0 | 0
| 5196 | 1.6 | 3.228 | 533 | 29.9 | 514.8385 | 63.2125 | 0.86626 | 8.9196 | -7.3196 | 0 | 30.4525 | 50.75% | 1 | 0 | 0 | 0 | 0 | 0 | 0
| 5197 | 1.3778 | 3.228 | 518 | 31.1 | 500.3496 | 63.475 | 0.86534 | 8.6594 | -7.2816 | 0 | 37.3965 | 62.33% | 1 | 0 | 0 | 0 | 0 | 0 | 0
| 5198 | 1.1111 | 3.228 | 461 | 30.4 | 445.2918 | 59.2125 | 0.88026 | 7.8394 | -6.7283 | 0 | 44.3045 | 73.84% | 1 | 0 | 0 | 0 | 0 | 0 | 0
| 5199 | 1.1111 | 3.228 | 374 | 29.7 | 361.2563 | 53.075 | 0.90174 | 6.5152 | -5.4041 | 0 | 50.6875 | 84.48% | 1 | 0 | 0 | 0 | 0 | 0 | 0
| 5200 | 1 | 3.228 | 269 | 29 | 259.834 | 45.8125 | 0.92716 | 4.8181 | -3.8181 | 0 | 55.8142 | 93.02% | 1 | 0 | 0 | 0 | 0 | 0 | 0
| 5201 | 0.44444 | 3.228 | 207 | 28.6 | 199.9466 | 41.5375 | 0.94212 | 3.7675 | -3.323 | 0 | 59.4364 | 99.06% | 1 | 0 | 0 | 2.73 | 0 | 0 | 0
| 5202 | 0.44444 | 3.228 | 102 | 28.2 | 98.5244 | 34.575 | 0.96649 | 1.9045 | -1.46 | 0 | 60 | 100% | 1 | 0 | 0 | 1.46 | 0 | 0 | 0
| 5203 | 7.7444 | 7.7444 | 11 | 27.8 | 10.6252 | 28.4875 | 0.98779 | 0.20991 | 7.5345 | 11 | 60 | 100% | 0 | 0 | 0 | 0 | 0 | 0 | 0
| 5204 | 8.9667 | 8.9667 | 0 | 27.5 | 0 | 27.5 | 0.99125 | 0 | 8.9667 | 10 | 52.0579 | 86.76% | 0 | 0 | 0 | 0 | 0 | 0 | 0
| 5205 | 8.9667 | 8.9667 | 0 | 27.2 | 0 | 27.2 | 0.9923 | 0 | 8.9667 | 9 | 42.6062 | 71.01% | 0 | 0 | 0 | 0 | 0 | 0 | 0
| 5206 | 8.9667 | 8.9667 | 0 | 26.9 | 0 | 26.9 | 0.99335 | 0 | 8.9667 | 8 | 33.1545 | 55.26% | 0 | 0 | 0 | 0 | 0 | 0 | 0
| 5207 | 7.3 | 7.3 | 0 | 26.8 | 0 | 26.8 | 0.9937 | 0 | 7.3 | 7 | 23.7028 | 39.5% | 0 | 0 | 0 | 0 | 0 | 0 | 0
| 5208 | 1.6889 | 3.228 | 0 | 26.8 | 0 | 26.8 | 0.9937 | 0 | 1.6889 | 6 | 16.0079 | 26.68% | 0 | 0 | 0 | 0 | 0 | 0 | 0
| 5209 | 1.1333 | 3.228 | 0 | 26.7 | 0 | 26.7 | 0.99405 | 0 | 1.1333 | 5 | 14.2277 | 23.71% | 0 | 0 | 0 | 0 | 0 | 0 | 0
| 5210 | 1.1333 | 3.228 | 0 | 26.6 | 0 | 26.6 | 0.9944 | 0 | 1.1333 | 4 | 13.0331 | 21.72% | 0 | 0 | 0 | 0 | 0.15 | 0 | 0
| 5211 | 0.022222 | 3.228 | 0 | 26.5 | 0 | 26.5 | 0.99475 | 0 | 0.022222 | 3 | 12 | 20% | 0 | 0 | 0 | 0 | 0.02 | 0 | 0
| 5212 | 0.022222 | 3.228 | 0 | 26.4 | 0 | 26.4 | 0.9951 | 0 | 0.022222 | 2 | 12 | 20% | 0 | 0 | 0 | 0 | 0.02 | 0 | 0
| 5213 | 0.022222 | 3.228 | 0 | 26.5 | 0 | 26.5 | 0.99475 | 0 | 0.022222 | 1 | 12 | 20% | 0 | 0 | 0 | 0 | 0.02 | 0 | 0
| 5214 | 0.022222 | 3.228 | 0 | 26.7 | 0 | 26.7 | 0.99405 | 0 | 0.022222 | 0 | 12 | 20% | 0 | 0 | 0 | 0 | 0.02 | 0 | 0
| 5215 | 0.022222 | 3.228 | 13 | 26.8 | 12.557 | 27.6125 | 0.99086 | 0.24884 | -0.22662 | 0 | 12 | 20% | 0 | 0 | 0 | 0 | 0 | 0 | 0
| 5216 | 0.66667 | 3.228 | 96 | 26.9 | 92.7289 | 32.9 | 0.97235 | 1.8033 | -1.1366 | 0 | 12.215 | 20.36% | 1 | 1 | 0.8 | 0 | 0 | 0 | 0
| 5217 | 0.77778 | 3.228 | 196 | 26.9 | 189.3215 | 39.15 | 0.95047 | 3.5989 | -2.8211 | 0 | 13.2933 | 22.16% | 1 | 0 | 0 | 0 | 0 | 0 | 0
| 5218 | 1.0444 | 3.228 | 287 | 27 | 277.2207 | 44.9375 | 0.93022 | 5.1575 | -4.1131 | 0 | 15.9697 | 26.62% | 1 | 0 | 0 | 0 | 0 | 0 | 0
| 5219 | 1.0444 | 3.228 | 356 | 27.3 | 343.8696 | 49.55 | 0.91407 | 6.2865 | -5.242 | 0 | 19.8717 | 33.12% | 1 | 0 | 0 | 0 | 0 | 0 | 0
| 5220 | 1.6 | 3.228 | 398 | 27.7 | 384.4385 | 52.575 | 0.90349 | 6.9467 | -5.3467 | 0 | 24.8447 | 41.41% | 1 | 0 | 0 | 0 | 0 | 0 | 0
| 5221 | 1.3778 | 3.228 | 410 | 28 | 396.0296 | 53.625 | 0.89981 | 7.127 | -5.7493 | 0 | 29.917 | 49.86% | 1 | 0 | 0 | 0 | 0 | 0 | 0
| 5222 | 1.1111 | 3.228 | 460 | 28.4 | 444.3259 | 57.15 | 0.88748 | 7.8866 | -6.7755 | 0 | 35.3712 | 58.95% | 1 | 0 | 0 | 0 | 0 | 0 | 0
| 5223 | 1.1111 | 3.228 | 459 | 28.8 | 443.36 | 57.4875 | 0.88629 | 7.8589 | -6.7478 | 0 | 41.799 | 69.66% | 1 | 0 | 0 | 0 | 0 | 0 | 0
| 5224 | 1 | 3.228 | 400 | 29.2 | 386.3703 | 54.2 | 0.8978 | 6.9377 | -5.9377 | 0 | 48.2005 | 80.33% | 1 | 0 | 0 | 0 | 0 | 0 | 0
| 5225 | 0.44444 | 3.228 | 261 | 28.4 | 252.1066 | 44.7125 | 0.93101 | 4.6943 | -4.2498 | 0 | 53.8335 | 89.72% | 1 | 0 | 0 | 0 | 0 | 0 | 0
| 5226 | 0.44444 | 3.228 | 112 | 27.7 | 108.1837 | 34.7 | 0.96605 | 2.0902 | -1.6458 | 0 | 57.8652 | 96.44% | 1 | 0 | 0 | 0 | 0 | 0 | 0
| 5227 | 7.7444 | 7.7444 | 11 | 26.9 | 10.6252 | 27.5875 | 0.99094 | 0.21058 | 7.5339 | 11 | 59.4266 | 99.04% | 1 | 0 | 0 | 0 | 0 | 0 | 0
| 5228 | 8.9667 | 8.9667 | 0 | 26.7 | 0 | 26.7 | 0.99405 | 0 | 8.9667 | 10 | 51.4852 | 85.81% | 0 | 0 | 0 | 0 | 0 | 0 | 0
| 5229 | 8.9667 | 8.9667 | 0 | 26.5 | 0 | 26.5 | 0.99475 | 0 | 8.9667 | 9 | 42.0335 | 70.06% | 0 | 0 | 0 | 0 | 0 | 0 | 0
| 5230 | 8.9667 | 8.9667 | 0 | 26.3 | 0 | 26.3 | 0.99545 | 0 | 8.9667 | 8 | 32.5818 | 54.3% | 0 | 0 | 0 | 0 | 0 | 0 | 0
| 5231 | 7.3 | 7.3 | 0 | 26.2 | 0 | 26.2 | 0.9958 | 0 | 7.3 | 7 | 23.1301 | 38.55% | 0 | 0 | 0 | 0 | 0 | 0 | 0
| 5232 | 1.6889 | 3.228 | 0 | 26.1 | 0 | 26.1 | 0.99615 | 0 | 1.6889 | 6 | 15.4352 | 25.73% | 0 | 0 | 0 | 0 | 0 | 0 | 0
| 5233 | 1.1333 | 3.228 | 0 | 26 | 0 | 26 | 0.9965 | 0 | 1.1333 | 5 | 13.6549 | 22.76% | 0 | 0 | 0 | 0 | 0 | 0 | 0
| 5234 | 1.1333 | 3.228 | 0 | 26 | 0 | 26 | 0.9965 | 0 | 1.1333 | 4 | 12.4603 | 20.77% | 0 | 0 | 0 | 0 | 0.7 | 0 | 0
| 5235 | 0.022222 | 3.228 | 0 | 25.9 | 0 | 25.9 | 0.99685 | 0 | 0.022222 | 3 | 12 | 20% | 0 | 0 | 0 | 0 | 0.02 | 0 | 0
| 5236 | 0.022222 | 3.228 | 0 | 25.8 | 0 | 25.8 | 0.9972 | 0 | 0.022222 | 2 | 12 | 20% | 0 | 0 | 0 | 0 | 0.02 | 0 | 0
| 5237 | 0.022222 | 3.228 | 0 | 25.9 | 0 | 25.9 | 0.99685 | 0 | 0.022222 | 1 | 12 | 20% | 0 | 0 | 0 | 0 | 0.02 | 0 | 0
| 5238 | 0.022222 | 3.228 | 0 | 26.1 | 0 | 26.1 | 0.99615 | 0 | 0.022222 | 0 | 12 | 20% | 0 | 0 | 0 | 0 | 0.02 | 0 | 0
| 5239 | 0.022222 | 3.228 | 24 | 26.2 | 23.1822 | 27.7 | 0.99055 | 0.45926 | -0.43704 | 0 | 12 | 20% | 0 | 0 | 0 | 0 | 0 | 0 | 0
| 5240 | 0.66667 | 3.228 | 187 | 28.3 | 180.6281 | 39.9875 | 0.94754 | 3.4231 | -2.7564 | 0 | 12.4146 | 20.69% | 1 | 1 | 0.8 | 0 | 0 | 0 | 0
| 5241 | 0.77778 | 3.228 | 402 | 30.4 | 388.3022 | 55.525 | 0.89316 | 6.9363 | -6.1586 | 0 | 15.0296 | 25.05% | 1 | 0 | 0 | 0 | 0 | 0 | 0
| 5242 | 1.0444 | 3.228 | 610 | 32.5 | 589.2148 | 70.625 | 0.84031 | 9.9025 | -8.858 | 0 | 20.8721 | 34.79% | 1 | 0 | 0 | 0 | 0 | 0 | 0
| 5243 | 1.0444 | 3.228 | 697 | 32.7 | 673.2503 | 76.2625 | 0.82058 | 11.0491 | -10.0047 | 0 | 29.2756 | 48.79% | 1 | 0 | 0 | 0 | 0 | 0 | 0
| 5244 | 1.6 | 3.228 | 696 | 33 | 672.2844 | 76.5 | 0.81975 | 11.0221 | -9.4221 | 0 | 38.7668 | 64.61% | 1 | 0 | 0 | 0 | 0 | 0 | 0
| 5245 | 1.3778 | 3.228 | 611 | 33.2 | 590.1807 | 71.3875 | 0.83764 | 9.8872 | -8.5094 | 0 | 47.7054 | 79.51% | 1 | 0 | 0 | 0 | 0 | 0 | 0
| 5246 | 1.1111 | 3.228 | 582 | 32.3 | 562.1688 | 68.675 | 0.84714 | 9.5247 | -8.4136 | 0 | 55.7782 | 92.96% | 1 | 0 | 0 | 3.96 | 0 | 0 | 0
| 5247 | 1.1111 | 3.228 | 509 | 31.4 | 491.6562 | 63.2125 | 0.86626 | 8.518 | -7.4069 | 0 | 60 | 100% | 1 | 0 | 0 | 7.41 | 0 | 0 | 0
| 5248 | 1 | 3.228 | 398 | 30.5 | 384.4385 | 55.375 | 0.89369 | 6.8714 | -5.8714 | 0 | 60 | 100% | 0 | 0 | 0 | 5.87 | 0 | 0 | 0
| 5249 | 0.44444 | 3.228 | 233 | 29.7 | 225.0607 | 44.2625 | 0.93258 | 4.1977 | -3.7533 | 0 | 60 | 100% | 0 | 0 | 0 | 3.75 | 0 | 0 | 0
| 5250 | 0.44444 | 3.228 | 88 | 28.8 | 85.0015 | 34.3 | 0.96745 | 1.6447 | -1.2002 | 0 | 60 | 100% | 0 | 0 | 0 | 1.2 | 0 | 0 | 0
| 5251 | 7.7444 | 7.7444 | 7 | 28 | 6.7615 | 28.4375 | 0.98797 | 0.1336 | 7.6108 | 11 | 60 | 100% | 0 | 0 | 0 | 0 | 0 | 0 | 0
| 5252 | 8.9667 | 8.9667 | 0 | 27.8 | 0 | 27.8 | 0.9902 | 0 | 8.9667 | 10 | 51.9775 | 86.63% | 0 | 0 | 0 | 0 | 0 | 0 | 0
| 5253 | 8.9667 | 8.9667 | 0 | 27.5 | 0 | 27.5 | 0.99125 | 0 | 8.9667 | 9 | 42.5258 | 70.88% | 0 | 0 | 0 | 0 | 0 | 0 | 0
| 5254 | 8.9667 | 8.9667 | 0 | 27.3 | 0 | 27.3 | 0.99195 | 0 | 8.9667 | 8 | 33.0741 | 55.12% | 0 | 0 | 0 | 0 | 0 | 0 | 0
| 5255 | 7.3 | 7.3 | 0 | 27.5 | 0 | 27.5 | 0.99125 | 0 | 7.3 | 7 | 23.6224 | 39.37% | 0 | 0 | 0 | 0 | 0 | 0 | 0
| 5256 | 1.6889 | 3.228 | 0 | 27.7 | 0 | 27.7 | 0.99055 | 0 | 1.6889 | 6 | 15.9275 | 26.55% | 0 | 0 | 0 | 0 | 0 | 0 | 0
| 5257 | 1.1333 | 3.228 | 0 | 27.9 | 0 | 27.9 | 0.98985 | 0 | 1.1333 | 5 | 14.1473 | 23.58% | 0 | 0 | 0 | 0 | 0 | 0 | 0
| 5258 | 1.1333 | 3.228 | 0 | 27.4 | 0 | 27.4 | 0.9916 | 0 | 1.1333 | 4 | 12.9526 | 21.59% | 0 | 0 | 0 | 0 | 0.23 | 0 | 0
| 5259 | 0.022222 | 3.228 | 0 | 26.9 | 0 | 26.9 | 0.99335 | 0 | 0.022222 | 3 | 12 | 20% | 0 | 0 | 0 | 0 | 0.02 | 0 | 0
| 5260 | 0.022222 | 3.228 | 0 | 26.4 | 0 | 26.4 | 0.9951 | 0 | 0.022222 | 2 | 12 | 20% | 0 | 0 | 0 | 0 | 0.02 | 0 | 0
| 5261 | 0.022222 | 3.228 | 0 | 27 | 0 | 27 | 0.993 | 0 | 0.022222 | 1 | 12 | 20% | 0 | 0 | 0 | 0 | 0.02 | 0 | 0
| 5262 | 0.022222 | 3.228 | 0 | 27.7 | 0 | 27.7 | 0.99055 | 0 | 0.022222 | 0 | 12 | 20% | 0 | 0 | 0 | 0 | 0.02 | 0 | 0
| 5263 | 0.022222 | 3.228 | 19 | 28.3 | 18.3526 | 29.4875 | 0.98429 | 0.36129 | -0.33906 | 0 | 12 | 20% | 0 | 0 | 0 | 0 | 0 | 0 | 0
| 5264 | 0.66667 | 3.228 | 127 | 28.9 | 122.6726 | 36.8375 | 0.95857 | 2.3518 | -1.6851 | 0 | 12.3217 | 20.54% | 1 | 1 | 0.8 | 0 | 0 | 0 | 0
| 5265 | 0.77778 | 3.228 | 229 | 29.6 | 221.197 | 43.9125 | 0.93381 | 4.1311 | -3.3533 | 0 | 13.9203 | 23.2% | 1 | 0 | 0 | 0 | 0 | 0 | 0
| 5266 | 1.0444 | 3.228 | 285 | 30.2 | 275.2889 | 48.0125 | 0.91946 | 5.0623 | -4.0179 | 0 | 17.1016 | 28.5% | 1 | 0 | 0 | 0 | 0 | 0 | 0
| 5267 | 1.0444 | 3.228 | 354 | 31.1 | 341.9377 | 53.225 | 0.90121 | 6.1632 | -5.1187 | 0 | 20.9133 | 34.86% | 1 | 0 | 0 | 0 | 0 | 0 | 0
| 5268 | 1.6 | 3.228 | 396 | 31.9 | 382.5066 | 56.65 | 0.88923 | 6.8027 | -5.2027 | 0 | 25.7693 | 42.95% | 1 | 0 | 0 | 0 | 0 | 0 | 0
| 5269 | 1.3778 | 3.228 | 408 | 32.8 | 394.0977 | 58.3 | 0.88345 | 6.9633 | -5.5855 | 0 | 30.705 | 51.18% | 1 | 0 | 0 | 0 | 0 | 0 | 0
| 5270 | 1.1111 | 3.228 | 389 | 32.6 | 375.7451 | 56.9125 | 0.88831 | 6.6755 | -5.5644 | 0 | 36.0039 | 60.01% | 1 | 0 | 0 | 0 | 0 | 0 | 0
| 5271 | 1.1111 | 3.228 | 340 | 32.5 | 328.4148 | 53.75 | 0.89938 | 5.9074 | -4.7962 | 0 | 41.2828 | 68.8% | 1 | 0 | 0 | 0 | 0 | 0 | 0
| 5272 | 1 | 3.228 | 266 | 32.3 | 256.9363 | 48.925 | 0.91626 | 4.7084 | -3.7084 | 0 | 45.8329 | 76.39% | 1 | 0 | 0 | 0 | 0 | 0 | 0
| 5273 | 0.44444 | 3.228 | 204 | 31.2 | 197.0489 | 43.95 | 0.93368 | 3.6796 | -3.2351 | 0 | 49.351 | 82.25% | 1 | 0 | 0 | 0 | 0 | 0 | 0
| 5274 | 0.44444 | 3.228 | 99 | 30.1 | 95.6267 | 36.2875 | 0.96049 | 1.837 | -1.3925 | 0 | 52.4202 | 87.37% | 1 | 0 | 0 | 0 | 0 | 0 | 0
| 5275 | 7.7444 | 7.7444 | 10 | 29 | 9.6593 | 29.625 | 0.98381 | 0.19006 | 7.5544 | 11 | 53.7412 | 89.57% | 1 | 0 | 0 | 0 | 0 | 0 | 0
| 5276 | 8.9667 | 8.9667 | 0 | 28.8 | 0 | 28.8 | 0.9867 | 0 | 8.9667 | 10 | 45.7782 | 76.3% | 0 | 0 | 0 | 0 | 0 | 0 | 0
| 5277 | 8.9667 | 8.9667 | 0 | 28.6 | 0 | 28.6 | 0.9874 | 0 | 8.9667 | 9 | 36.3265 | 60.54% | 0 | 0 | 0 | 0 | 0 | 0 | 0
| 5278 | 8.9667 | 8.9667 | 0 | 28.4 | 0 | 28.4 | 0.9881 | 0 | 8.9667 | 8 | 26.8748 | 44.79% | 0 | 0 | 0 | 0 | 0 | 0 | 0
| 5279 | 7.3 | 7.3 | 0 | 28.3 | 0 | 28.3 | 0.98845 | 0 | 7.3 | 7 | 17.4231 | 29.04% | 0 | 0 | 0 | 0 | 2.16 | 0 | 0
| 5280 | 1.6889 | 3.228 | 0 | 28.1 | 0 | 28.1 | 0.98915 | 0 | 1.6889 | 6 | 12 | 20% | 0 | 0 | 0 | 0 | 1.69 | 0 | 0
| 5281 | 1.1333 | 3.228 | 0 | 27.9 | 0 | 27.9 | 0.98985 | 0 | 1.1333 | 5 | 12 | 20% | 0 | 0 | 0 | 0 | 1.13 | 0 | 0
| 5282 | 1.1333 | 3.228 | 0 | 27.8 | 0 | 27.8 | 0.9902 | 0 | 1.1333 | 4 | 12 | 20% | 0 | 0 | 0 | 0 | 1.13 | 0 | 0
| 5283 | 0.022222 | 3.228 | 0 | 27.7 | 0 | 27.7 | 0.99055 | 0 | 0.022222 | 3 | 12 | 20% | 0 | 0 | 0 | 0 | 0.02 | 0 | 0
| 5284 | 0.022222 | 3.228 | 0 | 27.5 | 0 | 27.5 | 0.99125 | 0 | 0.022222 | 2 | 12 | 20% | 0 | 0 | 0 | 0 | 0.02 | 0 | 0
| 5285 | 0.022222 | 3.228 | 0 | 27.4 | 0 | 27.4 | 0.9916 | 0 | 0.022222 | 1 | 12 | 20% | 0 | 0 | 0 | 0 | 0.02 | 0 | 0
| 5286 | 0.022222 | 3.228 | 0 | 27.3 | 0 | 27.3 | 0.99195 | 0 | 0.022222 | 0 | 12 | 20% | 0 | 0 | 0 | 0 | 0.02 | 0 | 0
| 5287 | 0.022222 | 3.228 | 18 | 27.2 | 17.3867 | 28.325 | 0.98836 | 0.34369 | -0.32146 | 0 | 12 | 20% | 0 | 0 | 0 | 0 | 0 | 0 | 0
| 5288 | 0.66667 | 3.228 | 141 | 28.8 | 136.1955 | 37.6125 | 0.95586 | 2.6037 | -1.937 | 0 | 12.305 | 20.51% | 1 | 1 | 0.8 | 0 | 0 | 0 | 0
| 5289 | 0.77778 | 3.228 | 289 | 30.3 | 279.1526 | 48.3625 | 0.91823 | 5.1265 | -4.3488 | 0 | 14.1426 | 23.57% | 1 | 0 | 0 | 0 | 0 | 0 | 0
| 5290 | 1.0444 | 3.228 | 423 | 31.9 | 408.5866 | 58.3375 | 0.88332 | 7.2182 | -6.1738 | 0 | 18.2682 | 30.45% | 1 | 0 | 0 | 0 | 0 | 0 | 0
| 5291 | 1.0444 | 3.228 | 525 | 32.2 | 507.1111 | 65.0125 | 0.85996 | 8.7219 | -7.6774 | 0 | 24.1251 | 40.21% | 1 | 0 | 0 | 0 | 0 | 0 | 0
| 5292 | 1.6 | 3.228 | 587 | 32.4 | 566.9985 | 69.0875 | 0.84569 | 9.5901 | -7.9901 | 0 | 31.4086 | 52.35% | 1 | 0 | 0 | 0 | 0 | 0 | 0
| 5293 | 1.3778 | 3.228 | 605 | 32.7 | 584.3851 | 70.5125 | 0.84071 | 9.8259 | -8.4481 | 0 | 38.9887 | 64.98% | 1 | 0 | 0 | 0 | 0 | 0 | 0
| 5294 | 1.1111 | 3.228 | 549 | 33.1 | 530.2933 | 67.4125 | 0.85156 | 9.0315 | -7.9204 | 0 | 47.0033 | 78.34% | 1 | 0 | 0 | 0 | 0 | 0 | 0
| 5295 | 1.1111 | 3.228 | 455 | 33.4 | 439.4963 | 61.8375 | 0.87107 | 7.6566 | -6.5455 | 0 | 54.5172 | 90.86% | 1 | 0 | 0 | 0.77 | 0 | 0 | 0
| 5296 | 1 | 3.228 | 335 | 33.8 | 323.5852 | 54.7375 | 0.89592 | 5.7981 | -4.7981 | 0 | 60 | 100% | 1 | 0 | 0 | 4.8 | 0 | 0 | 0
| 5297 | 0.44444 | 3.228 | 204 | 30.3 | 197.0489 | 43.05 | 0.93683 | 3.692 | -3.2476 | 0 | 60 | 100% | 0 | 0 | 0 | 3.25 | 0 | 0 | 0
| 5298 | 0.44444 | 3.228 | 80 | 26.9 | 77.2741 | 31.9 | 0.97585 | 1.5082 | -1.0637 | 0 | 60 | 100% | 0 | 0 | 0 | 1.06 | 0 | 0 | 0
| 5299 | 7.7444 | 7.7444 | 7 | 23.4 | 6.7615 | 23.8375 | 1.0041 | 0.13578 | 7.6087 | 11 | 60 | 100% | 0 | 0 | 0 | 0 | 0 | 0 | 0
| 5300 | 8.9667 | 8.9667 | 0 | 24.2 | 0 | 24.2 | 1.0028 | 0 | 8.9667 | 10 | 51.9798 | 86.63% | 0 | 0 | 0 | 0 | 0 | 0 | 0
| 5301 | 8.9667 | 8.9667 | 0 | 25 | 0 | 25 | 1 | 0 | 8.9667 | 9 | 42.5281 | 70.88% | 0 | 0 | 0 | 0 | 0 | 0 | 0
| 5302 | 8.9667 | 8.9667 | 0 | 25.8 | 0 | 25.8 | 0.9972 | 0 | 8.9667 | 8 | 33.0764 | 55.13% | 0 | 0 | 0 | 0 | 0 | 0 | 0
| 5303 | 7.3 | 7.3 | 0 | 26.2 | 0 | 26.2 | 0.9958 | 0 | 7.3 | 7 | 23.6247 | 39.37% | 0 | 0 | 0 | 0 | 0 | 0 | 0
| 5304 | 1.6889 | 3.228 | 0 | 26.5 | 0 | 26.5 | 0.99475 | 0 | 1.6889 | 6 | 15.9298 | 26.55% | 0 | 0 | 0 | 0 | 0 | 0 | 0
| 5305 | 1.1333 | 3.228 | 0 | 26.9 | 0 | 26.9 | 0.99335 | 0 | 1.1333 | 5 | 14.1496 | 23.58% | 0 | 0 | 0 | 0 | 0 | 0 | 0
| 5306 | 1.1333 | 3.228 | 0 | 26.5 | 0 | 26.5 | 0.99475 | 0 | 1.1333 | 4 | 12.9549 | 21.59% | 0 | 0 | 0 | 0 | 0.23 | 0 | 0
| 5307 | 0.022222 | 3.228 | 0 | 26 | 0 | 26 | 0.9965 | 0 | 0.022222 | 3 | 12 | 20% | 0 | 0 | 0 | 0 | 0.02 | 0 | 0
| 5308 | 0.022222 | 3.228 | 0 | 25.6 | 0 | 25.6 | 0.9979 | 0 | 0.022222 | 2 | 12 | 20% | 0 | 0 | 0 | 0 | 0.02 | 0 | 0
| 5309 | 0.022222 | 3.228 | 0 | 25.7 | 0 | 25.7 | 0.99755 | 0 | 0.022222 | 1 | 12 | 20% | 0 | 0 | 0 | 0 | 0.02 | 0 | 0
| 5310 | 0.022222 | 3.228 | 0 | 25.8 | 0 | 25.8 | 0.9972 | 0 | 0.022222 | 0 | 12 | 20% | 0 | 0 | 0 | 0 | 0.02 | 0 | 0
| 5311 | 0.022222 | 3.228 | 12 | 25.9 | 11.5911 | 26.65 | 0.99423 | 0.23048 | -0.20826 | 0 | 12 | 20% | 0 | 0 | 0 | 0 | 0 | 0 | 0
| 5312 | 0.66667 | 3.228 | 95 | 26.8 | 91.763 | 32.7375 | 0.97292 | 1.7856 | -1.1189 | 0 | 12.1976 | 20.33% | 1 | 1 | 0.8 | 0 | 0 | 0 | 0
| 5313 | 0.77778 | 3.228 | 195 | 27.8 | 188.3555 | 39.9875 | 0.94754 | 3.5695 | -2.7917 | 0 | 13.259 | 22.1% | 1 | 0 | 0 | 0 | 0 | 0 | 0
| 5314 | 1.0444 | 3.228 | 285 | 28.7 | 275.2889 | 46.5125 | 0.92471 | 5.0912 | -4.0468 | 0 | 15.9075 | 26.51% | 1 | 0 | 0 | 0 | 0 | 0 | 0
| 5315 | 1.0444 | 3.228 | 415 | 30 | 400.8592 | 55.9375 | 0.89172 | 7.1491 | -6.1046 | 0 | 19.7466 | 32.91% | 1 | 0 | 0 | 0 | 0 | 0 | 0
| 5316 | 1.6 | 3.228 | 528 | 31.4 | 510.0088 | 64.4 | 0.8621 | 8.7936 | -7.1936 | 0 | 25.538 | 42.56% | 1 | 0 | 0 | 0 | 0 | 0 | 0
| 5317 | 1.3778 | 3.228 | 603 | 32.7 | 582.4533 | 70.3875 | 0.84114 | 9.7985 | -8.4208 | 0 | 32.3624 | 53.94% | 1 | 0 | 0 | 0 | 0 | 0 | 0
| 5318 | 1.1111 | 3.228 | 575 | 32.1 | 555.4074 | 68.0375 | 0.84937 | 9.4349 | -8.3238 | 0 | 40.351 | 67.25% | 1 | 0 | 0 | 0 | 0 | 0 | 0
| 5319 | 1.1111 | 3.228 | 504 | 31.6 | 486.8266 | 63.1 | 0.86665 | 8.4382 | -7.3271 | 0 | 48.2477 | 80.41% | 1 | 0 | 0 | 0 | 0 | 0 | 0
| 5320 | 1 | 3.228 | 394 | 31 | 380.5748 | 55.625 | 0.89281 | 6.7956 | -5.7956 | 0 | 55.1987 | 92% | 1 | 0 | 0 | 0.73 | 0 | 0 | 0
| 5321 | 0.44444 | 3.228 | 255 | 30.4 | 246.3111 | 46.3375 | 0.92532 | 4.5583 | -4.1139 | 0 | 60 | 100% | 1 | 0 | 0 | 4.11 | 0 | 0 | 0
| 5322 | 0.44444 | 3.228 | 108 | 29.9 | 104.32 | 36.65 | 0.95922 | 2.0013 | -1.5569 | 0 | 60 | 100% | 0 | 0 | 0 | 1.56 | 0 | 0 | 0
| 5323 | 7.7444 | 7.7444 | 10 | 29.3 | 9.6593 | 29.925 | 0.98276 | 0.18986 | 7.5546 | 11 | 60 | 100% | 0 | 0 | 0 | 0 | 0 | 0 | 0
| 5324 | 8.9667 | 8.9667 | 0 | 28.9 | 0 | 28.9 | 0.98635 | 0 | 8.9667 | 10 | 52.0368 | 86.73% | 0 | 0 | 0 | 0 | 0 | 0 | 0
| 5325 | 8.9667 | 8.9667 | 0 | 28.4 | 0 | 28.4 | 0.9881 | 0 | 8.9667 | 9 | 42.5851 | 70.98% | 0 | 0 | 0 | 0 | 0 | 0 | 0
| 5326 | 8.9667 | 8.9667 | 0 | 28 | 0 | 28 | 0.9895 | 0 | 8.9667 | 8 | 33.1334 | 55.22% | 0 | 0 | 0 | 0 | 0 | 0 | 0
| 5327 | 7.3 | 7.3 | 0 | 27.8 | 0 | 27.8 | 0.9902 | 0 | 7.3 | 7 | 23.6817 | 39.47% | 0 | 0 | 0 | 0 | 0 | 0 | 0
| 5328 | 1.6889 | 3.228 | 0 | 27.7 | 0 | 27.7 | 0.99055 | 0 | 1.6889 | 6 | 15.9868 | 26.64% | 0 | 0 | 0 | 0 | 0 | 0 | 0
| 5329 | 1.1333 | 3.228 | 0 | 27.5 | 0 | 27.5 | 0.99125 | 0 | 1.1333 | 5 | 14.2066 | 23.68% | 0 | 0 | 0 | 0 | 0 | 0 | 0
| 5330 | 1.1333 | 3.228 | 0 | 27.1 | 0 | 27.1 | 0.99265 | 0 | 1.1333 | 4 | 13.0119 | 21.69% | 0 | 0 | 0 | 0 | 0.17 | 0 | 0
| 5331 | 0.022222 | 3.228 | 0 | 26.8 | 0 | 26.8 | 0.9937 | 0 | 0.022222 | 3 | 12 | 20% | 0 | 0 | 0 | 0 | 0.02 | 0 | 0
| 5332 | 0.022222 | 3.228 | 0 | 26.4 | 0 | 26.4 | 0.9951 | 0 | 0.022222 | 2 | 12 | 20% | 0 | 0 | 0 | 0 | 0.02 | 0 | 0
| 5333 | 0.022222 | 3.228 | 0 | 26.5 | 0 | 26.5 | 0.99475 | 0 | 0.022222 | 1 | 12 | 20% | 0 | 0 | 0 | 0 | 0.02 | 0 | 0
| 5334 | 0.022222 | 3.228 | 0 | 26.5 | 0 | 26.5 | 0.99475 | 0 | 0.022222 | 0 | 12 | 20% | 0 | 0 | 0 | 0 | 0.02 | 0 | 0
| 5335 | 0.022222 | 3.228 | 18 | 26.6 | 17.3867 | 27.725 | 0.99046 | 0.34442 | -0.32219 | 0 | 12 | 20% | 0 | 0 | 0 | 0 | 0 | 0 | 0
| 5336 | 0.66667 | 3.228 | 140 | 27.7 | 135.2296 | 36.45 | 0.95993 | 2.5962 | -1.9295 | 0 | 12.3057 | 20.51% | 1 | 1 | 0.8 | 0 | 0 | 0 | 0
| 5337 | 0.77778 | 3.228 | 289 | 28.7 | 279.1526 | 46.7625 | 0.92383 | 5.1578 | -4.38 | 0 | 14.1362 | 23.56% | 1 | 0 | 0 | 0 | 0 | 0 | 0
| 5338 | 1.0444 | 3.228 | 422 | 29.8 | 407.6207 | 56.175 | 0.89089 | 7.2629 | -6.2184 | 0 | 18.2914 | 30.49% | 1 | 0 | 0 | 0 | 0 | 0 | 0
| 5339 | 1.0444 | 3.228 | 524 | 30.3 | 506.1451 | 63.05 | 0.86682 | 8.7748 | -7.7303 | 0 | 24.1908 | 40.32% | 1 | 0 | 0 | 0 | 0 | 0 | 0
| 5340 | 1.6 | 3.228 | 587 | 30.8 | 566.9985 | 67.4875 | 0.85129 | 9.6536 | -8.0536 | 0 | 31.5244 | 52.54% | 1 | 0 | 0 | 0 | 0 | 0 | 0
| 5341 | 1.3778 | 3.228 | 605 | 31.3 | 584.3851 | 69.1125 | 0.84561 | 9.8832 | -8.5054 | 0 | 39.1648 | 65.27% | 1 | 0 | 0 | 0 | 0 | 0 | 0
| 5342 | 1.1111 | 3.228 | 577 | 31.4 | 557.3392 | 67.4625 | 0.85138 | 9.4902 | -8.3791 | 0 | 47.2337 | 78.72% | 1 | 0 | 0 | 0 | 0 | 0 | 0
| 5343 | 1.1111 | 3.228 | 505 | 31.5 | 487.7925 | 63.0625 | 0.86678 | 8.4562 | -7.3451 | 0 | 55.1828 | 91.97% | 1 | 0 | 0 | 2.27 | 0 | 0 | 0
| 5344 | 1 | 3.228 | 394 | 31.6 | 380.5748 | 56.225 | 0.89071 | 6.7797 | -5.7797 | 0 | 60 | 100% | 1 | 0 | 0 | 5.78 | 0 | 0 | 0
| 5345 | 0.44444 | 3.228 | 230 | 30.6 | 222.1629 | 44.975 | 0.93009 | 4.1326 | -3.6882 | 0 | 60 | 100% | 0 | 0 | 0 | 3.69 | 0 | 0 | 0
| 5346 | 0.44444 | 3.228 | 85 | 29.7 | 82.1037 | 35.0125 | 0.96496 | 1.5845 | -1.1401 | 0 | 60 | 100% | 0 | 0 | 0 | 1.14 | 0 | 0 | 0
| 5347 | 7.7444 | 7.7444 | 6 | 28.7 | 5.7956 | 29.075 | 0.98574 | 0.11426 | 7.6302 | 11 | 60 | 100% | 0 | 0 | 0 | 0 | 0 | 0 | 0
| 5348 | 8.9667 | 8.9667 | 0 | 28.4 | 0 | 28.4 | 0.9881 | 0 | 8.9667 | 10 | 51.9571 | 86.6% | 0 | 0 | 0 | 0 | 0 | 0 | 0
| 5349 | 8.9667 | 8.9667 | 0 | 28.1 | 0 | 28.1 | 0.98915 | 0 | 8.9667 | 9 | 42.5054 | 70.84% | 0 | 0 | 0 | 0 | 0 | 0 | 0
| 5350 | 8.9667 | 8.9667 | 0 | 27.8 | 0 | 27.8 | 0.9902 | 0 | 8.9667 | 8 | 33.0537 | 55.09% | 0 | 0 | 0 | 0 | 0 | 0 | 0
| 5351 | 7.3 | 7.3 | 0 | 27.6 | 0 | 27.6 | 0.9909 | 0 | 7.3 | 7 | 23.602 | 39.34% | 0 | 0 | 0 | 0 | 0 | 0 | 0
| 5352 | 1.6889 | 3.228 | 0 | 27.4 | 0 | 27.4 | 0.9916 | 0 | 1.6889 | 6 | 15.9071 | 26.51% | 0 | 0 | 0 | 0 | 0 | 0 | 0
| 5353 | 1.1333 | 3.228 | 0 | 27.2 | 0 | 27.2 | 0.9923 | 0 | 1.1333 | 5 | 14.1269 | 23.54% | 0 | 0 | 0 | 0 | 0 | 0 | 0
| 5354 | 1.1333 | 3.228 | 0 | 26.9 | 0 | 26.9 | 0.99335 | 0 | 1.1333 | 4 | 12.9322 | 21.55% | 0 | 0 | 0 | 0 | 0.25 | 0 | 0
| 5355 | 0.022222 | 3.228 | 0 | 26.5 | 0 | 26.5 | 0.99475 | 0 | 0.022222 | 3 | 12 | 20% | 0 | 0 | 0 | 0 | 0.02 | 0 | 0
| 5356 | 0.022222 | 3.228 | 0 | 26.2 | 0 | 26.2 | 0.9958 | 0 | 0.022222 | 2 | 12 | 20% | 0 | 0 | 0 | 0 | 0.02 | 0 | 0
| 5357 | 0.022222 | 3.228 | 0 | 26.4 | 0 | 26.4 | 0.9951 | 0 | 0.022222 | 1 | 12 | 20% | 0 | 0 | 0 | 0 | 0.02 | 0 | 0
| 5358 | 0.022222 | 3.228 | 0 | 26.6 | 0 | 26.6 | 0.9944 | 0 | 0.022222 | 0 | 12 | 20% | 0 | 0 | 0 | 0 | 0.02 | 0 | 0
| 5359 | 0.022222 | 3.228 | 18 | 26.8 | 17.3867 | 27.925 | 0.98976 | 0.34417 | -0.32195 | 0 | 12 | 20% | 0 | 0 | 0 | 0 | 0 | 0 | 0
| 5360 | 0.66667 | 3.228 | 126 | 27.3 | 121.7067 | 35.175 | 0.96439 | 2.3474 | -1.6808 | 0 | 12.3054 | 20.51% | 1 | 1 | 0.8 | 0 | 0 | 0 | 0
| 5361 | 0.77778 | 3.228 | 229 | 27.9 | 221.197 | 42.2125 | 0.93976 | 4.1574 | -3.3796 | 0 | 13.9 | 23.17% | 1 | 0 | 0 | 0 | 0 | 0 | 0
| 5362 | 1.0444 | 3.228 | 285 | 28.4 | 275.2889 | 46.2125 | 0.92576 | 5.097 | -4.0526 | 0 | 17.1062 | 28.51% | 1 | 0 | 0 | 0 | 0 | 0 | 0
| 5363 | 1.0444 | 3.228 | 354 | 28.5 | 341.9377 | 50.625 | 0.91031 | 6.2254 | -5.181 | 0 | 20.9508 | 34.92% | 1 | 0 | 0 | 0 | 0 | 0 | 0
| 5364 | 1.6 | 3.228 | 396 | 28.6 | 382.5066 | 53.35 | 0.90077 | 6.891 | -5.291 | 0 | 25.8659 | 43.11% | 1 | 0 | 0 | 0 | 0 | 0 | 0
| 5365 | 1.3778 | 3.228 | 408 | 28.7 | 394.0977 | 54.2 | 0.8978 | 7.0764 | -5.6986 | 0 | 30.8854 | 51.48% | 1 | 0 | 0 | 0 | 0 | 0 | 0
| 5366 | 1.1111 | 3.228 | 457 | 29 | 441.4281 | 57.5625 | 0.88603 | 7.8224 | -6.7113 | 0 | 36.2916 | 60.49% | 1 | 0 | 0 | 0 | 0 | 0 | 0
| 5367 | 1.1111 | 3.228 | 454 | 29.3 | 438.5303 | 57.675 | 0.88564 | 7.7676 | -6.6565 | 0 | 42.6585 | 71.1% | 1 | 0 | 0 | 0 | 0 | 0 | 0
| 5368 | 1 | 3.228 | 394 | 29.6 | 380.5748 | 54.225 | 0.89771 | 6.8329 | -5.8329 | 0 | 48.9733 | 81.62% | 1 | 0 | 0 | 0 | 0 | 0 | 0
| 5369 | 0.44444 | 3.228 | 255 | 29.2 | 246.3111 | 45.1375 | 0.92952 | 4.579 | -4.1346 | 0 | 54.507 | 90.84% | 1 | 0 | 0 | 0 | 0 | 0 | 0
| 5370 | 0.44444 | 3.228 | 107 | 28.8 | 103.3541 | 35.4875 | 0.96329 | 1.9912 | -1.5468 | 0 | 58.4294 | 97.38% | 1 | 0 | 0 | 0 | 0 | 0 | 0
| 5371 | 7.7444 | 7.7444 | 9 | 28.4 | 8.6933 | 28.9625 | 0.98613 | 0.17146 | 7.573 | 11 | 59.8967 | 99.83% | 1 | 0 | 0 | 0 | 0 | 0 | 0
| 5372 | 8.9667 | 8.9667 | 0 | 28.1 | 0 | 28.1 | 0.98915 | 0 | 8.9667 | 10 | 51.9141 | 86.52% | 0 | 0 | 0 | 0 | 0 | 0 | 0
| 5373 | 8.9667 | 8.9667 | 0 | 27.8 | 0 | 27.8 | 0.9902 | 0 | 8.9667 | 9 | 42.4624 | 70.77% | 0 | 0 | 0 | 0 | 0 | 0 | 0
| 5374 | 8.9667 | 8.9667 | 0 | 27.5 | 0 | 27.5 | 0.99125 | 0 | 8.9667 | 8 | 33.0107 | 55.02% | 0 | 0 | 0 | 0 | 0 | 0 | 0
| 5375 | 7.3 | 7.3 | 0 | 27.2 | 0 | 27.2 | 0.9923 | 0 | 7.3 | 7 | 23.559 | 39.27% | 0 | 0 | 0 | 0 | 0 | 0 | 0
| 5376 | 1.6889 | 3.228 | 0 | 26.8 | 0 | 26.8 | 0.9937 | 0 | 1.6889 | 6 | 15.8641 | 26.44% | 0 | 0 | 0 | 0 | 0 | 0 | 0
| 5377 | 1.1333 | 3.228 | 0 | 26.5 | 0 | 26.5 | 0.99475 | 0 | 1.1333 | 5 | 14.0839 | 23.47% | 0 | 0 | 0 | 0 | 0 | 0 | 0
| 5378 | 1.1333 | 3.228 | 0 | 26.1 | 0 | 26.1 | 0.99615 | 0 | 1.1333 | 4 | 12.8893 | 21.48% | 0 | 0 | 0 | 0 | 0.29 | 0 | 0
| 5379 | 0.022222 | 3.228 | 0 | 25.7 | 0 | 25.7 | 0.99755 | 0 | 0.022222 | 3 | 12 | 20% | 0 | 0 | 0 | 0 | 0.02 | 0 | 0
| 5380 | 0.022222 | 3.228 | 0 | 25.3 | 0 | 25.3 | 0.99895 | 0 | 0.022222 | 2 | 12 | 20% | 0 | 0 | 0 | 0 | 0.02 | 0 | 0
| 5381 | 0.022222 | 3.228 | 0 | 25.2 | 0 | 25.2 | 0.9993 | 0 | 0.022222 | 1 | 12 | 20% | 0 | 0 | 0 | 0 | 0.02 | 0 | 0
| 5382 | 0.022222 | 3.228 | 0 | 25 | 0 | 25 | 1 | 0 | 0.022222 | 0 | 12 | 20% | 0 | 0 | 0 | 0 | 0.02 | 0 | 0
| 5383 | 0.022222 | 3.228 | 18 | 24.9 | 17.3867 | 26.025 | 0.99641 | 0.34649 | -0.32426 | 0 | 12 | 20% | 0 | 0 | 0 | 0 | 0 | 0 | 0
| 5384 | 0.66667 | 3.228 | 140 | 27.2 | 135.2296 | 35.95 | 0.96167 | 2.6009 | -1.9343 | 0 | 12.3076 | 20.51% | 1 | 1 | 0.8 | 0 | 0 | 0 | 0
| 5385 | 0.77778 | 3.228 | 290 | 29.6 | 280.1185 | 47.725 | 0.92046 | 5.1568 | -4.379 | 0 | 14.1426 | 23.57% | 1 | 0 | 0 | 0 | 0 | 0 | 0
| 5386 | 1.0444 | 3.228 | 424 | 31.9 | 409.5526 | 58.4 | 0.8831 | 7.2335 | -6.1891 | 0 | 18.2969 | 30.49% | 1 | 0 | 0 | 0 | 0 | 0 | 0
| 5387 | 1.0444 | 3.228 | 526 | 32.2 | 508.077 | 65.075 | 0.85974 | 8.7363 | -7.6918 | 0 | 24.1684 | 40.28% | 1 | 0 | 0 | 0 | 0 | 0 | 0
| 5388 | 1.6 | 3.228 | 589 | 32.4 | 568.9303 | 69.2125 | 0.84526 | 9.6178 | -8.0178 | 0 | 31.4655 | 52.44% | 1 | 0 | 0 | 0 | 0 | 0 | 0
| 5389 | 1.3778 | 3.228 | 607 | 32.7 | 586.317 | 70.6375 | 0.84027 | 9.8533 | -8.4755 | 0 | 39.0719 | 65.12% | 1 | 0 | 0 | 0 | 0 | 0 | 0
| 5390 | 1.1111 | 3.228 | 578 | 32.6 | 558.3051 | 68.725 | 0.84696 | 9.4573 | -8.3462 | 0 | 47.1124 | 78.52% | 1 | 0 | 0 | 0 | 0 | 0 | 0
| 5391 | 1.1111 | 3.228 | 505 | 32.4 | 487.7925 | 63.9625 | 0.86363 | 8.4255 | -7.3143 | 0 | 55.0303 | 91.72% | 1 | 0 | 0 | 2.08 | 0 | 0 | 0
| 5392 | 1 | 3.228 | 393 | 32.3 | 379.6088 | 56.8625 | 0.88848 | 6.7455 | -5.7455 | 0 | 60 | 100% | 1 | 0 | 0 | 5.75 | 0 | 0 | 0
| 5393 | 0.44444 | 3.228 | 254 | 30.3 | 245.3452 | 46.175 | 0.92589 | 4.5432 | -4.0988 | 0 | 60 | 100% | 0 | 0 | 0 | 4.1 | 0 | 0 | 0
| 5394 | 0.44444 | 3.228 | 106 | 28.4 | 102.3881 | 35.025 | 0.96491 | 1.9759 | -1.5315 | 0 | 60 | 100% | 0 | 0 | 0 | 1.53 | 0 | 0 | 0
| 5395 | 7.7444 | 7.7444 | 9 | 26.4 | 8.6933 | 26.9625 | 0.99313 | 0.17267 | 7.5718 | 11 | 60 | 100% | 0 | 0 | 0 | 0 | 0 | 0 | 0
| 5396 | 8.9667 | 8.9667 | 0 | 26.3 | 0 | 26.3 | 0.99545 | 0 | 8.9667 | 10 | 52.0187 | 86.7% | 0 | 0 | 0 | 0 | 0 | 0 | 0
| 5397 | 8.9667 | 8.9667 | 0 | 26.2 | 0 | 26.2 | 0.9958 | 0 | 8.9667 | 9 | 42.567 | 70.94% | 0 | 0 | 0 | 0 | 0 | 0 | 0
| 5398 | 8.9667 | 8.9667 | 0 | 26.1 | 0 | 26.1 | 0.99615 | 0 | 8.9667 | 8 | 33.1153 | 55.19% | 0 | 0 | 0 | 0 | 0 | 0 | 0
| 5399 | 7.3 | 7.3 | 0 | 26.4 | 0 | 26.4 | 0.9951 | 0 | 7.3 | 7 | 23.6636 | 39.44% | 0 | 0 | 0 | 0 | 0 | 0 | 0
| 5400 | 1.6889 | 3.228 | 0 | 26.8 | 0 | 26.8 | 0.9937 | 0 | 1.6889 | 6 | 15.9687 | 26.61% | 0 | 0 | 0 | 0 | 0 | 0 | 0
| 5401 | 1.1333 | 3.228 | 0 | 27.1 | 0 | 27.1 | 0.99265 | 0 | 1.1333 | 5 | 14.1884 | 23.65% | 0 | 0 | 0 | 0 | 0 | 0 | 0
| 5402 | 1.1333 | 3.228 | 0 | 26.8 | 0 | 26.8 | 0.9937 | 0 | 1.1333 | 4 | 12.9938 | 21.66% | 0 | 0 | 0 | 0 | 0.19 | 0 | 0
| 5403 | 0.022222 | 3.228 | 0 | 26.4 | 0 | 26.4 | 0.9951 | 0 | 0.022222 | 3 | 12 | 20% | 0 | 0 | 0 | 0 | 0.02 | 0 | 0
| 5404 | 0.022222 | 3.228 | 0 | 26.1 | 0 | 26.1 | 0.99615 | 0 | 0.022222 | 2 | 12 | 20% | 0 | 0 | 0 | 0 | 0.02 | 0 | 0
| 5405 | 0.022222 | 3.228 | 0 | 26 | 0 | 26 | 0.9965 | 0 | 0.022222 | 1 | 12 | 20% | 0 | 0 | 0 | 0 | 0.02 | 0 | 0
| 5406 | 0.022222 | 3.228 | 0 | 26 | 0 | 26 | 0.9965 | 0 | 0.022222 | 0 | 12 | 20% | 0 | 0 | 0 | 0 | 0.02 | 0 | 0
| 5407 | 0.022222 | 3.228 | 18 | 25.9 | 17.3867 | 27.025 | 0.99291 | 0.34527 | -0.32305 | 0 | 12 | 20% | 0 | 0 | 0 | 0 | 0 | 0 | 0
| 5408 | 0.66667 | 3.228 | 147 | 27.6 | 141.9911 | 36.7875 | 0.95874 | 2.7227 | -2.056 | 0 | 12.3065 | 20.51% | 1 | 1 | 0.8 | 0 | 0 | 0 | 0
| 5409 | 0.77778 | 3.228 | 316 | 29.4 | 305.2326 | 49.15 | 0.91548 | 5.5887 | -4.8109 | 0 | 14.257 | 23.76% | 1 | 0 | 0 | 0 | 0 | 0 | 0
| 5410 | 1.0444 | 3.228 | 481 | 31.1 | 464.6103 | 61.1625 | 0.87343 | 8.1161 | -7.0717 | 0 | 18.821 | 31.37% | 1 | 0 | 0 | 0 | 0 | 0 | 0
| 5411 | 1.0444 | 3.228 | 618 | 31.5 | 596.9422 | 70.125 | 0.84206 | 10.0533 | -9.0088 | 0 | 25.5297 | 42.55% | 1 | 0 | 0 | 0 | 0 | 0 | 0
| 5412 | 1.6 | 3.228 | 714 | 32 | 689.671 | 76.625 | 0.81931 | 11.3011 | -9.7011 | 0 | 34.0762 | 56.79% | 1 | 0 | 0 | 0 | 0 | 0 | 0
| 5413 | 1.3778 | 3.228 | 757 | 32.4 | 731.2059 | 79.7125 | 0.80851 | 11.8237 | -10.4459 | 0 | 43.2795 | 72.13% | 1 | 0 | 0 | 0 | 0 | 0 | 0
| 5414 | 1.1111 | 3.228 | 678 | 32.6 | 654.8977 | 74.975 | 0.82509 | 10.807 | -9.6958 | 0 | 53.1894 | 88.65% | 1 | 0 | 0 | 2.52 | 0 | 0 | 0
| 5415 | 1.1111 | 3.228 | 551 | 32.7 | 532.2251 | 67.1375 | 0.85252 | 9.0746 | -7.9635 | 0 | 60 | 100% | 1 | 0 | 0 | 7.96 | 0 | 0 | 0
| 5416 | 1 | 3.228 | 393 | 32.9 | 379.6088 | 57.4625 | 0.88638 | 6.7296 | -5.7296 | 0 | 60 | 100% | 0 | 0 | 0 | 5.73 | 0 | 0 | 0
| 5417 | 0.44444 | 3.228 | 228 | 31.3 | 220.2311 | 45.55 | 0.92807 | 4.0878 | -3.6434 | 0 | 60 | 100% | 0 | 0 | 0 | 3.64 | 0 | 0 | 0
| 5418 | 0.44444 | 3.228 | 83 | 29.7 | 80.1718 | 34.8875 | 0.96539 | 1.5479 | -1.1035 | 0 | 60 | 100% | 0 | 0 | 0 | 1.1 | 0 | 0 | 0
| 5419 | 7.7444 | 7.7444 | 6 | 28.1 | 5.7956 | 28.475 | 0.98784 | 0.1145 | 7.6299 | 11 | 60 | 100% | 0 | 0 | 0 | 0 | 0 | 0 | 0
| 5420 | 8.9667 | 8.9667 | 0 | 28 | 0 | 28 | 0.9895 | 0 | 8.9667 | 10 | 51.9573 | 86.6% | 0 | 0 | 0 | 0 | 0 | 0 | 0
| 5421 | 8.9667 | 8.9667 | 0 | 27.8 | 0 | 27.8 | 0.9902 | 0 | 8.9667 | 9 | 42.5056 | 70.84% | 0 | 0 | 0 | 0 | 0 | 0 | 0
| 5422 | 8.9667 | 8.9667 | 0 | 27.7 | 0 | 27.7 | 0.99055 | 0 | 8.9667 | 8 | 33.0539 | 55.09% | 0 | 0 | 0 | 0 | 0 | 0 | 0
| 5423 | 7.3 | 7.3 | 0 | 27.5 | 0 | 27.5 | 0.99125 | 0 | 7.3 | 7 | 23.6022 | 39.34% | 0 | 0 | 0 | 0 | 0 | 0 | 0
| 5424 | 1.6889 | 3.228 | 0 | 27.4 | 0 | 27.4 | 0.9916 | 0 | 1.6889 | 6 | 15.9074 | 26.51% | 0 | 0 | 0 | 0 | 0 | 0 | 0
| 5425 | 1.1333 | 3.228 | 0 | 27.2 | 0 | 27.2 | 0.9923 | 0 | 1.1333 | 5 | 14.1271 | 23.55% | 0 | 0 | 0 | 0 | 0 | 0 | 0
| 5426 | 1.1333 | 3.228 | 0 | 26.9 | 0 | 26.9 | 0.99335 | 0 | 1.1333 | 4 | 12.9325 | 21.55% | 0 | 0 | 0 | 0 | 0.25 | 0 | 0
| 5427 | 0.022222 | 3.228 | 0 | 26.6 | 0 | 26.6 | 0.9944 | 0 | 0.022222 | 3 | 12 | 20% | 0 | 0 | 0 | 0 | 0.02 | 0 | 0
| 5428 | 0.022222 | 3.228 | 0 | 26.3 | 0 | 26.3 | 0.99545 | 0 | 0.022222 | 2 | 12 | 20% | 0 | 0 | 0 | 0 | 0.02 | 0 | 0
| 5429 | 0.022222 | 3.228 | 0 | 26.5 | 0 | 26.5 | 0.99475 | 0 | 0.022222 | 1 | 12 | 20% | 0 | 0 | 0 | 0 | 0.02 | 0 | 0
| 5430 | 0.022222 | 3.228 | 0 | 26.6 | 0 | 26.6 | 0.9944 | 0 | 0.022222 | 0 | 12 | 20% | 0 | 0 | 0 | 0 | 0.02 | 0 | 0
| 5431 | 0.022222 | 3.228 | 23 | 26.8 | 22.2163 | 28.2375 | 0.98867 | 0.43929 | -0.41707 | 0 | 12 | 20% | 0 | 0 | 0 | 0 | 0 | 0 | 0
| 5432 | 0.66667 | 3.228 | 200 | 28.1 | 193.1852 | 40.6 | 0.9454 | 3.6527 | -2.9861 | 0 | 12.3957 | 20.66% | 1 | 1 | 0.8 | 0 | 0 | 0 | 0
| 5433 | 0.77778 | 3.228 | 433 | 29.3 | 418.2459 | 56.3625 | 0.89023 | 7.4467 | -6.6689 | 0 | 15.2285 | 25.38% | 1 | 0 | 0 | 0 | 0 | 0 | 0
| 5434 | 1.0444 | 3.228 | 657 | 30.6 | 634.6133 | 71.6625 | 0.83668 | 10.6194 | -9.5749 | 0 | 21.5552 | 35.93% | 1 | 0 | 0 | 0 | 0 | 0 | 0
| 5435 | 1.0444 | 3.228 | 817 | 31.4 | 789.1614 | 82.4625 | 0.79888 | 12.6089 | -11.5645 | 0 | 30.6388 | 51.06% | 1 | 0 | 0 | 0.8 | 0 | 0 | 0
| 5436 | 1.6 | 3.228 | 913 | 32.3 | 881.8903 | 89.3625 | 0.77473 | 13.6646 | -12.0646 | 0 | 40.8466 | 68.08% | 1 | 0 | 0 | 1.3 | 0 | 0 | 0
| 5437 | 1.3778 | 3.228 | 941 | 33.1 | 908.9362 | 91.9125 | 0.76581 | 13.9214 | -12.5436 | 0 | 51.0545 | 85.09% | 1 | 0 | 0 | 3.11 | 0 | 0 | 0
| 5438 | 1.1111 | 3.228 | 875 | 33 | 845.1851 | 87.6875 | 0.78059 | 13.1949 | -12.0838 | 0 | 60 | 100% | 1 | 0 | 0 | 12.08 | 0 | 0 | 0
| 5439 | 1.1111 | 3.228 | 744 | 33 | 718.6488 | 79.5 | 0.80925 | 11.6313 | -10.5202 | 0 | 60 | 100% | 0 | 0 | 0 | 10.52 | 0 | 0 | 0
| 5440 | 1 | 3.228 | 561 | 32.9 | 541.8844 | 67.9625 | 0.84963 | 9.208 | -8.208 | 0 | 60 | 100% | 0 | 0 | 0 | 8.21 | 0 | 0 | 0
| 5441 | 0.44444 | 3.228 | 347 | 31.5 | 335.1763 | 53.1875 | 0.90134 | 6.0422 | -5.5977 | 0 | 60 | 100% | 0 | 0 | 0 | 5.6 | 0 | 0 | 0
| 5442 | 0.44444 | 3.228 | 136 | 30.2 | 131.3659 | 38.7 | 0.95205 | 2.5013 | -2.0569 | 0 | 60 | 100% | 0 | 0 | 0 | 2.06 | 0 | 0 | 0
| 5443 | 7.7444 | 7.7444 | 11 | 28.8 | 10.6252 | 29.4875 | 0.98429 | 0.20917 | 7.5353 | 11 | 60 | 100% | 0 | 0 | 0 | 0 | 0 | 0 | 0
| 5444 | 8.9667 | 8.9667 | 0 | 28.4 | 0 | 28.4 | 0.9881 | 0 | 8.9667 | 10 | 52.0571 | 86.76% | 0 | 0 | 0 | 0 | 0 | 0 | 0
| 5445 | 8.9667 | 8.9667 | 0 | 28.1 | 0 | 28.1 | 0.98915 | 0 | 8.9667 | 9 | 42.6054 | 71.01% | 0 | 0 | 0 | 0 | 0 | 0 | 0
| 5446 | 8.9667 | 8.9667 | 0 | 27.7 | 0 | 27.7 | 0.99055 | 0 | 8.9667 | 8 | 33.1537 | 55.26% | 0 | 0 | 0 | 0 | 0 | 0 | 0
| 5447 | 7.3 | 7.3 | 0 | 27.5 | 0 | 27.5 | 0.99125 | 0 | 7.3 | 7 | 23.702 | 39.5% | 0 | 0 | 0 | 0 | 0 | 0 | 0
| 5448 | 1.6889 | 3.228 | 0 | 27.4 | 0 | 27.4 | 0.9916 | 0 | 1.6889 | 6 | 16.0072 | 26.68% | 0 | 0 | 0 | 0 | 0 | 0 | 0
| 5449 | 1.1333 | 3.228 | 0 | 27.2 | 0 | 27.2 | 0.9923 | 0 | 1.1333 | 5 | 14.2269 | 23.71% | 0 | 0 | 0 | 0 | 0 | 0 | 0
| 5450 | 1.1333 | 3.228 | 0 | 26.8 | 0 | 26.8 | 0.9937 | 0 | 1.1333 | 4 | 13.0323 | 21.72% | 0 | 0 | 0 | 0 | 0.15 | 0 | 0
| 5451 | 0.022222 | 3.228 | 0 | 26.4 | 0 | 26.4 | 0.9951 | 0 | 0.022222 | 3 | 12 | 20% | 0 | 0 | 0 | 0 | 0.02 | 0 | 0
| 5452 | 0.022222 | 3.228 | 0 | 26 | 0 | 26 | 0.9965 | 0 | 0.022222 | 2 | 12 | 20% | 0 | 0 | 0 | 0 | 0.02 | 0 | 0
| 5453 | 0.022222 | 3.228 | 0 | 26.3 | 0 | 26.3 | 0.99545 | 0 | 0.022222 | 1 | 12 | 20% | 0 | 0 | 0 | 0 | 0.02 | 0 | 0
| 5454 | 0.022222 | 3.228 | 0 | 26.5 | 0 | 26.5 | 0.99475 | 0 | 0.022222 | 0 | 12 | 20% | 0 | 0 | 0 | 0 | 0.02 | 0 | 0
| 5455 | 0.022222 | 3.228 | 27 | 26.8 | 26.08 | 28.4875 | 0.98779 | 0.51523 | -0.49301 | 0 | 12 | 20% | 0 | 0 | 0 | 0 | 0 | 0 | 0
| 5456 | 0.66667 | 3.228 | 228 | 33.3 | 220.2311 | 47.55 | 0.92107 | 4.057 | -3.3903 | 0 | 12.4677 | 20.78% | 1 | 1 | 0.8 | 0 | 0 | 0 | 0
| 5457 | 0.77778 | 3.228 | 472 | 31.8 | 455.917 | 61.3 | 0.87295 | 7.9599 | -7.1821 | 0 | 15.6841 | 26.14% | 1 | 0 | 0 | 0 | 0 | 0 | 0
| 5458 | 1.0444 | 3.228 | 691 | 30.4 | 667.4547 | 73.5875 | 0.82994 | 11.079 | -10.0346 | 0 | 22.4976 | 37.5% | 1 | 0 | 0 | 0 | 0 | 0 | 0
| 5459 | 1.0444 | 3.228 | 858 | 31.4 | 828.7644 | 85.025 | 0.78991 | 13.093 | -12.0486 | 0 | 32.0172 | 53.36% | 1 | 0 | 0 | 1.29 | 0 | 0 | 0
| 5460 | 1.6 | 3.228 | 960 | 32.3 | 927.2888 | 92.3 | 0.76445 | 14.1773 | -12.5773 | 0 | 42.225 | 70.38% | 1 | 0 | 0 | 1.82 | 0 | 0 | 0
| 5461 | 1.3778 | 3.228 | 988 | 33.3 | 954.3347 | 95.05 | 0.75482 | 14.4071 | -13.0293 | 0 | 52.4328 | 87.39% | 1 | 0 | 0 | 5.05 | 0 | 0 | 0
| 5462 | 1.1111 | 3.228 | 913 | 32.5 | 881.8903 | 89.5625 | 0.77403 | 13.6522 | -12.5411 | 0 | 60 | 100% | 1 | 0 | 0 | 12.54 | 0 | 0 | 0
| 5463 | 1.1111 | 3.228 | 764 | 31.7 | 737.9673 | 79.45 | 0.80942 | 11.9466 | -10.8355 | 0 | 60 | 100% | 0 | 0 | 0 | 10.84 | 0 | 0 | 0
| 5464 | 1 | 3.228 | 560 | 30.9 | 540.9185 | 65.9 | 0.85685 | 9.2697 | -8.2697 | 0 | 60 | 100% | 0 | 0 | 0 | 8.27 | 0 | 0 | 0
| 5465 | 0.44444 | 3.228 | 331 | 30.6 | 319.7214 | 51.2875 | 0.90799 | 5.8061 | -5.3617 | 0 | 60 | 100% | 0 | 0 | 0 | 5.36 | 0 | 0 | 0
| 5466 | 0.44444 | 3.228 | 121 | 30.4 | 116.877 | 37.9625 | 0.95463 | 2.2315 | -1.787 | 0 | 60 | 100% | 0 | 0 | 0 | 1.79 | 0 | 0 | 0
| 5467 | 7.7444 | 7.7444 | 8 | 30.1 | 7.7274 | 30.6 | 0.9804 | 0.15152 | 7.5929 | 11 | 60 | 100% | 0 | 0 | 0 | 0 | 0 | 0 | 0
| 5468 | 8.9667 | 8.9667 | 0 | 28.1 | 0 | 28.1 | 0.98915 | 0 | 8.9667 | 10 | 51.9964 | 86.66% | 0 | 0 | 0 | 0 | 0 | 0 | 0
| 5469 | 8.9667 | 8.9667 | 0 | 26.1 | 0 | 26.1 | 0.99615 | 0 | 8.9667 | 9 | 42.5447 | 70.91% | 0 | 0 | 0 | 0 | 0 | 0 | 0
| 5470 | 8.9667 | 8.9667 | 0 | 24.1 | 0 | 24.1 | 1.0031 | 0 | 8.9667 | 8 | 33.093 | 55.15% | 0 | 0 | 0 | 0 | 0 | 0 | 0
| 5471 | 7.3 | 7.3 | 0 | 24.2 | 0 | 24.2 | 1.0028 | 0 | 7.3 | 7 | 23.6413 | 39.4% | 0 | 0 | 0 | 0 | 0 | 0 | 0
| 5472 | 1.6889 | 3.228 | 0 | 24.4 | 0 | 24.4 | 1.0021 | 0 | 1.6889 | 6 | 15.9464 | 26.58% | 0 | 0 | 0 | 0 | 0 | 0 | 0
| 5473 | 1.1333 | 3.228 | 0 | 24.5 | 0 | 24.5 | 1.0017 | 0 | 1.1333 | 5 | 14.1661 | 23.61% | 0 | 0 | 0 | 0 | 0 | 0 | 0
| 5474 | 1.1333 | 3.228 | 0 | 24.5 | 0 | 24.5 | 1.0017 | 0 | 1.1333 | 4 | 12.9715 | 21.62% | 0 | 0 | 0 | 0 | 0.21 | 0 | 0
| 5475 | 0.022222 | 3.228 | 0 | 24.4 | 0 | 24.4 | 1.0021 | 0 | 0.022222 | 3 | 12 | 20% | 0 | 0 | 0 | 0 | 0.02 | 0 | 0
| 5476 | 0.022222 | 3.228 | 0 | 24.4 | 0 | 24.4 | 1.0021 | 0 | 0.022222 | 2 | 12 | 20% | 0 | 0 | 0 | 0 | 0.02 | 0 | 0
| 5477 | 0.022222 | 3.228 | 0 | 24.8 | 0 | 24.8 | 1.0007 | 0 | 0.022222 | 1 | 12 | 20% | 0 | 0 | 0 | 0 | 0.02 | 0 | 0
| 5478 | 0.022222 | 3.228 | 0 | 25.1 | 0 | 25.1 | 0.99965 | 0 | 0.022222 | 0 | 12 | 20% | 0 | 0 | 0 | 0 | 0.02 | 0 | 0
| 5479 | 0.022222 | 3.228 | 12 | 25.5 | 11.5911 | 26.25 | 0.99562 | 0.23081 | -0.20859 | 0 | 12 | 20% | 0 | 0 | 0 | 0 | 0 | 0 | 0
| 5480 | 0.66667 | 3.228 | 94 | 27.1 | 90.797 | 32.975 | 0.97209 | 1.7653 | -1.0986 | 0 | 12.1979 | 20.33% | 1 | 1 | 0.8 | 0 | 0 | 0 | 0
| 5481 | 0.77778 | 3.228 | 195 | 28.8 | 188.3555 | 40.9875 | 0.94404 | 3.5563 | -2.7785 | 0 | 13.2401 | 22.07% | 1 | 0 | 0 | 0 | 0 | 0 | 0
| 5482 | 1.0444 | 3.228 | 286 | 30.4 | 276.2548 | 48.275 | 0.91854 | 5.075 | -4.0306 | 0 | 15.876 | 26.46% | 1 | 0 | 0 | 0 | 0 | 0 | 0
| 5483 | 1.0444 | 3.228 | 475 | 30.9 | 458.8148 | 60.5875 | 0.87544 | 8.0333 | -6.9889 | 0 | 19.6998 | 32.83% | 1 | 0 | 0 | 0 | 0 | 0 | 0
| 5484 | 1.6 | 3.228 | 643 | 31.3 | 621.0903 | 71.4875 | 0.83729 | 10.4007 | -8.8007 | 0 | 26.33 | 43.88% | 1 | 0 | 0 | 0 | 0 | 0 | 0
| 5485 | 1.3778 | 3.228 | 757 | 31.8 | 731.2059 | 79.1125 | 0.81061 | 11.8544 | -10.4766 | 0 | 34.6791 | 57.8% | 1 | 0 | 0 | 0 | 0 | 0 | 0
| 5486 | 1.1111 | 3.228 | 794 | 31.9 | 766.9451 | 81.525 | 0.80216 | 12.3043 | -11.1932 | 0 | 44.6181 | 74.36% | 1 | 0 | 0 | 0.43 | 0 | 0 | 0
| 5487 | 1.1111 | 3.228 | 743 | 32.1 | 717.6829 | 78.5375 | 0.81262 | 11.6641 | -10.5529 | 0 | 54.8259 | 91.38% | 1 | 0 | 0 | 5.1 | 0 | 0 | 0
| 5488 | 1 | 3.228 | 607 | 32.2 | 586.317 | 70.1375 | 0.84202 | 9.8738 | -8.8738 | 0 | 60 | 100% | 1 | 0 | 0 | 8.87 | 0 | 0 | 0
| 5489 | 0.44444 | 3.228 | 358 | 31.7 | 345.8014 | 54.075 | 0.89824 | 6.2122 | -5.7678 | 0 | 60 | 100% | 0 | 0 | 0 | 5.77 | 0 | 0 | 0
| 5490 | 0.44444 | 3.228 | 127 | 31.2 | 122.6726 | 39.1375 | 0.95052 | 2.3321 | -1.8876 | 0 | 60 | 100% | 0 | 0 | 0 | 1.89 | 0 | 0 | 0
| 5491 | 7.7444 | 7.7444 | 8 | 30.7 | 7.7274 | 31.2 | 0.9783 | 0.15119 | 7.5933 | 11 | 60 | 100% | 0 | 0 | 0 | 0 | 0 | 0 | 0
| 5492 | 8.9667 | 8.9667 | 0 | 28.7 | 0 | 28.7 | 0.98705 | 0 | 8.9667 | 10 | 51.996 | 86.66% | 0 | 0 | 0 | 0 | 0 | 0 | 0
| 5493 | 8.9667 | 8.9667 | 0 | 26.8 | 0 | 26.8 | 0.9937 | 0 | 8.9667 | 9 | 42.5443 | 70.91% | 0 | 0 | 0 | 0 | 0 | 0 | 0
| 5494 | 8.9667 | 8.9667 | 0 | 24.8 | 0 | 24.8 | 1.0007 | 0 | 8.9667 | 8 | 33.0926 | 55.15% | 0 | 0 | 0 | 0 | 0 | 0 | 0
| 5495 | 7.3 | 7.3 | 0 | 25.2 | 0 | 25.2 | 0.9993 | 0 | 7.3 | 7 | 23.6409 | 39.4% | 0 | 0 | 0 | 0 | 0 | 0 | 0
| 5496 | 1.6889 | 3.228 | 0 | 25.5 | 0 | 25.5 | 0.99825 | 0 | 1.6889 | 6 | 15.946 | 26.58% | 0 | 0 | 0 | 0 | 0 | 0 | 0
| 5497 | 1.1333 | 3.228 | 0 | 25.9 | 0 | 25.9 | 0.99685 | 0 | 1.1333 | 5 | 14.1658 | 23.61% | 0 | 0 | 0 | 0 | 0 | 0 | 0
| 5498 | 1.1333 | 3.228 | 0 | 25.8 | 0 | 25.8 | 0.9972 | 0 | 1.1333 | 4 | 12.9712 | 21.62% | 0 | 0 | 0 | 0 | 0.21 | 0 | 0
| 5499 | 0.022222 | 3.228 | 0 | 25.7 | 0 | 25.7 | 0.99755 | 0 | 0.022222 | 3 | 12 | 20% | 0 | 0 | 0 | 0 | 0.02 | 0 | 0
| 5500 | 0.022222 | 3.228 | 0 | 25.6 | 0 | 25.6 | 0.9979 | 0 | 0.022222 | 2 | 12 | 20% | 0 | 0 | 0 | 0 | 0.02 | 0 | 0
| 5501 | 0.022222 | 3.228 | 0 | 25.7 | 0 | 25.7 | 0.99755 | 0 | 0.022222 | 1 | 12 | 20% | 0 | 0 | 0 | 0 | 0.02 | 0 | 0
| 5502 | 0.022222 | 3.228 | 0 | 25.7 | 0 | 25.7 | 0.99755 | 0 | 0.022222 | 0 | 12 | 20% | 0 | 0 | 0 | 0 | 0.02 | 0 | 0
| 5503 | 0.022222 | 3.228 | 17 | 25.8 | 16.4207 | 26.8625 | 0.99348 | 0.32627 | -0.30405 | 0 | 12 | 20% | 0 | 0 | 0 | 0 | 0 | 0 | 0
| 5504 | 0.66667 | 3.228 | 140 | 26.8 | 135.2296 | 35.55 | 0.96308 | 2.6047 | -1.9381 | 0 | 12.2884 | 20.48% | 1 | 1 | 0.8 | 0 | 0 | 0 | 0
| 5505 | 0.77778 | 3.228 | 290 | 27.8 | 280.1185 | 45.925 | 0.92676 | 5.1921 | -4.4143 | 0 | 14.1271 | 23.55% | 1 | 0 | 0 | 0 | 0 | 0 | 0
| 5506 | 1.0444 | 3.228 | 425 | 28.8 | 410.5185 | 55.3625 | 0.89373 | 7.3379 | -6.2934 | 0 | 18.3148 | 30.52% | 1 | 0 | 0 | 0 | 0 | 0 | 0
| 5507 | 1.0444 | 3.228 | 598 | 29.9 | 577.6236 | 67.275 | 0.85204 | 9.8431 | -8.7987 | 0 | 24.2853 | 40.48% | 1 | 0 | 0 | 0 | 0 | 0 | 0
| 5508 | 1.6 | 3.228 | 736 | 31.1 | 710.9214 | 77.1 | 0.81765 | 11.6257 | -10.0257 | 0 | 32.6325 | 54.39% | 1 | 0 | 0 | 0 | 0 | 0 | 0
| 5509 | 1.3778 | 3.228 | 816 | 32.2 | 788.1955 | 83.2 | 0.7963 | 12.5528 | -11.175 | 0 | 42.1437 | 70.24% | 1 | 0 | 0 | 0.42 | 0 | 0 | 0
| 5510 | 1.1111 | 3.228 | 824 | 32.5 | 795.9229 | 84 | 0.7935 | 12.6313 | -11.5202 | 0 | 52.3515 | 87.25% | 1 | 0 | 0 | 3.46 | 0 | 0 | 0
| 5511 | 1.1111 | 3.228 | 753 | 32.9 | 727.3421 | 79.9625 | 0.80763 | 11.7485 | -10.6374 | 0 | 60 | 100% | 1 | 0 | 0 | 10.64 | 0 | 0 | 0
| 5512 | 1 | 3.228 | 606 | 33.2 | 585.3511 | 71.075 | 0.83874 | 9.8191 | -8.8191 | 0 | 60 | 100% | 0 | 0 | 0 | 8.82 | 0 | 0 | 0
| 5513 | 0.44444 | 3.228 | 378 | 32.5 | 365.12 | 56.125 | 0.89106 | 6.5069 | -6.0624 | 0 | 60 | 100% | 0 | 0 | 0 | 6.06 | 0 | 0 | 0
| 5514 | 0.44444 | 3.228 | 148 | 31.9 | 142.957 | 41.15 | 0.94347 | 2.6975 | -2.2531 | 0 | 60 | 100% | 0 | 0 | 0 | 2.25 | 0 | 0 | 0
| 5515 | 7.7444 | 7.7444 | 11 | 31.2 | 10.6252 | 31.8875 | 0.97589 | 0.20738 | 7.5371 | 11 | 60 | 100% | 0 | 0 | 0 | 0 | 0 | 0 | 0
| 5516 | 8.9667 | 8.9667 | 0 | 30.5 | 0 | 30.5 | 0.98075 | 0 | 8.9667 | 10 | 52.0552 | 86.76% | 0 | 0 | 0 | 0 | 0 | 0 | 0
| 5517 | 8.9667 | 8.9667 | 0 | 29.8 | 0 | 29.8 | 0.9832 | 0 | 8.9667 | 9 | 42.6035 | 71.01% | 0 | 0 | 0 | 0 | 0 | 0 | 0
| 5518 | 8.9667 | 8.9667 | 0 | 29.1 | 0 | 29.1 | 0.98565 | 0 | 8.9667 | 8 | 33.1518 | 55.25% | 0 | 0 | 0 | 0 | 0 | 0 | 0
| 5519 | 7.3 | 7.3 | 0 | 28.4 | 0 | 28.4 | 0.9881 | 0 | 7.3 | 7 | 23.7001 | 39.5% | 0 | 0 | 0 | 0 | 0 | 0 | 0
| 5520 | 1.6889 | 3.228 | 0 | 27.7 | 0 | 27.7 | 0.99055 | 0 | 1.6889 | 6 | 16.0053 | 26.68% | 0 | 0 | 0 | 0 | 0 | 0 | 0
| 5521 | 1.1333 | 3.228 | 0 | 27 | 0 | 27 | 0.993 | 0 | 1.1333 | 5 | 14.225 | 23.71% | 0 | 0 | 0 | 0 | 0 | 0 | 0
| 5522 | 1.1333 | 3.228 | 0 | 26.8 | 0 | 26.8 | 0.9937 | 0 | 1.1333 | 4 | 13.0304 | 21.72% | 0 | 0 | 0 | 0 | 0.16 | 0 | 0
| 5523 | 0.022222 | 3.228 | 0 | 26.6 | 0 | 26.6 | 0.9944 | 0 | 0.022222 | 3 | 12 | 20% | 0 | 0 | 0 | 0 | 0.02 | 0 | 0
| 5524 | 0.022222 | 3.228 | 0 | 26.4 | 0 | 26.4 | 0.9951 | 0 | 0.022222 | 2 | 12 | 20% | 0 | 0 | 0 | 0 | 0.02 | 0 | 0
| 5525 | 0.022222 | 3.228 | 0 | 26.5 | 0 | 26.5 | 0.99475 | 0 | 0.022222 | 1 | 12 | 20% | 0 | 0 | 0 | 0 | 0.02 | 0 | 0
| 5526 | 0.022222 | 3.228 | 0 | 26.5 | 0 | 26.5 | 0.99475 | 0 | 0.022222 | 0 | 12 | 20% | 0 | 0 | 0 | 0 | 0.02 | 0 | 0
| 5527 | 0.022222 | 3.228 | 26 | 26.6 | 25.1141 | 28.225 | 0.98871 | 0.49661 | -0.47439 | 0 | 12 | 20% | 0 | 0 | 0 | 0 | 0 | 0 | 0
| 5528 | 0.66667 | 3.228 | 207 | 27.6 | 199.9466 | 40.5375 | 0.94562 | 3.7815 | -3.1148 | 0 | 12.45 | 20.75% | 1 | 1 | 0.8 | 0 | 0 | 0 | 0
| 5529 | 0.77778 | 3.228 | 405 | 28.7 | 391.2 | 54.0125 | 0.89846 | 7.0295 | -6.2517 | 0 | 15.405 | 25.68% | 1 | 0 | 0 | 0 | 0 | 0 | 0
| 5530 | 1.0444 | 3.228 | 548 | 29.7 | 529.3274 | 63.95 | 0.86367 | 9.1433 | -8.0989 | 0 | 21.3359 | 35.56% | 1 | 0 | 0 | 0 | 0 | 0 | 0
| 5531 | 1.0444 | 3.228 | 611 | 31.2 | 590.1807 | 69.3875 | 0.84464 | 9.9698 | -8.9254 | 0 | 29.0192 | 48.37% | 1 | 0 | 0 | 0 | 0 | 0 | 0
| 5532 | 1.6 | 3.228 | 590 | 32.8 | 569.8962 | 69.675 | 0.84364 | 9.6157 | -8.0157 | 0 | 37.4866 | 62.48% | 1 | 0 | 0 | 0 | 0 | 0 | 0
| 5533 | 1.3778 | 3.228 | 757 | 33.5 | 731.2059 | 80.8125 | 0.80466 | 11.7674 | -10.3896 | 0 | 45.091 | 75.15% | 1 | 0 | 0 | 0 | 0 | 0 | 0
| 5534 | 1.1111 | 3.228 | 677 | 33.3 | 653.9318 | 75.6125 | 0.82286 | 10.7618 | -9.6507 | 0 | 54.9474 | 91.58% | 1 | 0 | 0 | 4.32 | 0 | 0 | 0
| 5535 | 1.1111 | 3.228 | 548 | 33 | 529.3274 | 67.25 | 0.85213 | 9.0211 | -7.91 | 0 | 60 | 100% | 1 | 0 | 0 | 7.91 | 0 | 0 | 0
| 5536 | 1 | 3.228 | 390 | 32.8 | 376.7111 | 57.175 | 0.88739 | 6.6858 | -5.6858 | 0 | 60 | 100% | 0 | 0 | 0 | 5.69 | 0 | 0 | 0
| 5537 | 0.44444 | 3.228 | 248 | 31.2 | 239.5496 | 46.7 | 0.92405 | 4.4271 | -3.9827 | 0 | 60 | 100% | 0 | 0 | 0 | 3.98 | 0 | 0 | 0
| 5538 | 0.44444 | 3.228 | 99 | 29.6 | 95.6267 | 35.7875 | 0.96224 | 1.8403 | -1.3959 | 0 | 60 | 100% | 0 | 0 | 0 | 1.4 | 0 | 0 | 0
| 5539 | 7.7444 | 7.7444 | 8 | 28 | 7.7274 | 28.5 | 0.98775 | 0.15265 | 7.5918 | 11 | 60 | 100% | 0 | 0 | 0 | 0 | 0 | 0 | 0
| 5540 | 8.9667 | 8.9667 | 0 | 28 | 0 | 28 | 0.9895 | 0 | 8.9667 | 10 | 51.9976 | 86.66% | 0 | 0 | 0 | 0 | 0 | 0 | 0
| 5541 | 8.9667 | 8.9667 | 0 | 28 | 0 | 28 | 0.9895 | 0 | 8.9667 | 9 | 42.5459 | 70.91% | 0 | 0 | 0 | 0 | 0 | 0 | 0
| 5542 | 8.9667 | 8.9667 | 0 | 28 | 0 | 28 | 0.9895 | 0 | 8.9667 | 8 | 33.0942 | 55.16% | 0 | 0 | 0 | 0 | 0 | 0 | 0
| 5543 | 7.3 | 7.3 | 0 | 26.9 | 0 | 26.9 | 0.99335 | 0 | 7.3 | 7 | 23.6425 | 39.4% | 0 | 0 | 0 | 0 | 0 | 0 | 0
| 5544 | 1.6889 | 3.228 | 0 | 25.8 | 0 | 25.8 | 0.9972 | 0 | 1.6889 | 6 | 15.9476 | 26.58% | 0 | 0 | 0 | 0 | 0 | 0 | 0
| 5545 | 1.1333 | 3.228 | 0 | 24.7 | 0 | 24.7 | 1.001 | 0 | 1.1333 | 5 | 14.1673 | 23.61% | 0 | 0 | 0 | 0 | 0 | 0 | 0
| 5546 | 1.1333 | 3.228 | 0 | 24.1 | 0 | 24.1 | 1.0031 | 0 | 1.1333 | 4 | 12.9727 | 21.62% | 0 | 0 | 0 | 0 | 0.21 | 0 | 0
| 5547 | 0.022222 | 3.228 | 0 | 23.4 | 0 | 23.4 | 1.0056 | 0 | 0.022222 | 3 | 12 | 20% | 0 | 0 | 0 | 0 | 0.02 | 0 | 0
| 5548 | 0.022222 | 3.228 | 0 | 22.8 | 0 | 22.8 | 1.0077 | 0 | 0.022222 | 2 | 12 | 20% | 0 | 0 | 0 | 0 | 0.02 | 0 | 0
| 5549 | 0.022222 | 3.228 | 0 | 23.2 | 0 | 23.2 | 1.0063 | 0 | 0.022222 | 1 | 12 | 20% | 0 | 0 | 0 | 0 | 0.02 | 0 | 0
| 5550 | 0.022222 | 3.228 | 0 | 23.5 | 0 | 23.5 | 1.0052 | 0 | 0.022222 | 0 | 12 | 20% | 0 | 0 | 0 | 0 | 0.02 | 0 | 0
| 5551 | 0.022222 | 3.228 | 11 | 23.9 | 10.6252 | 24.5875 | 1.0014 | 0.21281 | -0.19059 | 0 | 12 | 20% | 0 | 0 | 0 | 0 | 0 | 0 | 0
| 5552 | 0.66667 | 3.228 | 94 | 25.1 | 90.797 | 30.975 | 0.97909 | 1.778 | -1.1113 | 0 | 12.1808 | 20.3% | 1 | 1 | 0.8 | 0 | 0 | 0 | 0
| 5553 | 0.77778 | 3.228 | 196 | 26.4 | 189.3215 | 38.65 | 0.95222 | 3.6055 | -2.8278 | 0 | 13.2351 | 22.06% | 1 | 0 | 0 | 0 | 0 | 0 | 0
| 5554 | 1.0444 | 3.228 | 286 | 27.6 | 276.2548 | 45.475 | 0.92834 | 5.1292 | -4.0847 | 0 | 15.9177 | 26.53% | 1 | 0 | 0 | 0 | 0 | 0 | 0
| 5555 | 1.0444 | 3.228 | 357 | 28.2 | 344.8355 | 50.5125 | 0.91071 | 6.2809 | -5.2364 | 0 | 19.7928 | 32.99% | 1 | 0 | 0 | 0 | 0 | 0 | 0
| 5556 | 1.6 | 3.228 | 399 | 28.8 | 385.4044 | 53.7375 | 0.89942 | 6.9328 | -5.3328 | 0 | 24.7605 | 41.27% | 1 | 0 | 0 | 0 | 0 | 0 | 0
| 5557 | 1.3778 | 3.228 | 412 | 29.4 | 397.9614 | 55.15 | 0.89448 | 7.1193 | -5.7416 | 0 | 29.8197 | 49.7% | 1 | 0 | 0 | 0 | 0 | 0 | 0
| 5558 | 1.1111 | 3.228 | 392 | 29.9 | 378.6429 | 54.4 | 0.8971 | 6.7936 | -5.6825 | 0 | 35.2666 | 58.78% | 1 | 0 | 0 | 0 | 0 | 0 | 0
| 5559 | 1.1111 | 3.228 | 343 | 30.5 | 331.3126 | 51.9375 | 0.90572 | 6.0015 | -4.8904 | 0 | 40.6575 | 67.76% | 1 | 0 | 0 | 0 | 0 | 0 | 0
| 5560 | 1 | 3.228 | 266 | 31.1 | 256.9363 | 47.725 | 0.92046 | 4.73 | -3.73 | 0 | 45.2969 | 75.49% | 1 | 0 | 0 | 0 | 0 | 0 | 0
| 5561 | 0.44444 | 3.228 | 198 | 30.6 | 191.2533 | 42.975 | 0.93709 | 3.5844 | -3.14 | 0 | 48.8355 | 81.39% | 1 | 0 | 0 | 0 | 0 | 0 | 0
| 5562 | 0.44444 | 3.228 | 89 | 30 | 85.9674 | 35.5625 | 0.96303 | 1.6558 | -1.2113 | 0 | 51.8144 | 86.36% | 1 | 0 | 0 | 0 | 0 | 0 | 0
| 5563 | 7.7444 | 7.7444 | 7 | 29.5 | 6.7615 | 29.9375 | 0.98272 | 0.13289 | 7.6116 | 11 | 52.9635 | 88.27% | 1 | 0 | 0 | 0 | 0 | 0 | 0
| 5564 | 8.9667 | 8.9667 | 0 | 29.3 | 0 | 29.3 | 0.98495 | 0 | 8.9667 | 10 | 44.9403 | 74.9% | 0 | 0 | 0 | 0 | 0 | 0 | 0
| 5565 | 8.9667 | 8.9667 | 0 | 29 | 0 | 29 | 0.986 | 0 | 8.9667 | 9 | 35.4886 | 59.15% | 0 | 0 | 0 | 0 | 0 | 0 | 0
| 5566 | 8.9667 | 8.9667 | 0 | 28.8 | 0 | 28.8 | 0.9867 | 0 | 8.9667 | 8 | 26.0369 | 43.39% | 0 | 0 | 0 | 0 | 0 | 0 | 0
| 5567 | 7.3 | 7.3 | 0 | 28.2 | 0 | 28.2 | 0.9888 | 0 | 7.3 | 7 | 16.5852 | 27.64% | 0 | 0 | 0 | 0 | 2.95 | 0 | 0
| 5568 | 1.6889 | 3.228 | 0 | 27.6 | 0 | 27.6 | 0.9909 | 0 | 1.6889 | 6 | 12 | 20% | 0 | 0 | 0 | 0 | 1.69 | 0 | 0
| 5569 | 1.1333 | 3.228 | 0 | 27 | 0 | 27 | 0.993 | 0 | 1.1333 | 5 | 12 | 20% | 0 | 0 | 0 | 0 | 1.13 | 0 | 0
| 5570 | 1.1333 | 3.228 | 0 | 26.9 | 0 | 26.9 | 0.99335 | 0 | 1.1333 | 4 | 12 | 20% | 0 | 0 | 0 | 0 | 1.13 | 0 | 0
| 5571 | 0.022222 | 3.228 | 0 | 26.7 | 0 | 26.7 | 0.99405 | 0 | 0.022222 | 3 | 12 | 20% | 0 | 0 | 0 | 0 | 0.02 | 0 | 0
| 5572 | 0.022222 | 3.228 | 0 | 26.6 | 0 | 26.6 | 0.9944 | 0 | 0.022222 | 2 | 12 | 20% | 0 | 0 | 0 | 0 | 0.02 | 0 | 0
| 5573 | 0.022222 | 3.228 | 0 | 27 | 0 | 27 | 0.993 | 0 | 0.022222 | 1 | 12 | 20% | 0 | 0 | 0 | 0 | 0.02 | 0 | 0
| 5574 | 0.022222 | 3.228 | 0 | 27.5 | 0 | 27.5 | 0.99125 | 0 | 0.022222 | 0 | 12 | 20% | 0 | 0 | 0 | 0 | 0.02 | 0 | 0
| 5575 | 0.022222 | 3.228 | 27 | 27.9 | 26.08 | 29.5875 | 0.98394 | 0.51323 | -0.491 | 0 | 12 | 20% | 0 | 0 | 0 | 0 | 0 | 0 | 0
| 5576 | 0.66667 | 3.228 | 227 | 29.4 | 219.2652 | 43.5875 | 0.93494 | 4.1 | -3.4333 | 0 | 12.4658 | 20.78% | 1 | 1 | 0.8 | 0 | 0 | 0 | 0
| 5577 | 0.77778 | 3.228 | 473 | 30.8 | 456.8829 | 60.3625 | 0.87623 | 8.0067 | -7.2289 | 0 | 15.723 | 26.2% | 1 | 0 | 0 | 0 | 0 | 0 | 0
| 5578 | 1.0444 | 3.228 | 694 | 32.3 | 670.3525 | 75.675 | 0.82264 | 11.0291 | -9.9847 | 0 | 22.5809 | 37.63% | 1 | 0 | 0 | 0 | 0 | 0 | 0
| 5579 | 1.0444 | 3.228 | 861 | 32.8 | 831.6621 | 86.6125 | 0.78436 | 13.0464 | -12.0019 | 0 | 32.0532 | 53.42% | 1 | 0 | 0 | 1.24 | 0 | 0 | 0
| 5580 | 1.6 | 3.228 | 962 | 33.3 | 929.2206 | 93.425 | 0.76051 | 14.1337 | -12.5337 | 0 | 42.2611 | 70.44% | 1 | 0 | 0 | 1.77 | 0 | 0 | 0
| 5581 | 1.3778 | 3.228 | 988 | 33.8 | 954.3347 | 95.55 | 0.75307 | 14.3737 | -12.9959 | 0 | 52.4689 | 87.45% | 1 | 0 | 0 | 5.06 | 0 | 0 | 0
| 5582 | 1.1111 | 3.228 | 912 | 33.7 | 880.9244 | 90.7 | 0.77005 | 13.5671 | -12.456 | 0 | 60 | 100% | 1 | 0 | 0 | 12.46 | 0 | 0 | 0
| 5583 | 1.1111 | 3.228 | 760 | 33.5 | 734.1036 | 81 | 0.804 | 11.8044 | -10.6933 | 0 | 60 | 100% | 0 | 0 | 0 | 10.69 | 0 | 0 | 0
| 5584 | 1 | 3.228 | 554 | 33.4 | 535.1229 | 68.025 | 0.84941 | 9.0908 | -8.0908 | 0 | 60 | 100% | 0 | 0 | 0 | 8.09 | 0 | 0 | 0
| 5585 | 0.44444 | 3.228 | 323 | 31.7 | 311.994 | 51.8875 | 0.90589 | 5.6527 | -5.2082 | 0 | 60 | 100% | 0 | 0 | 0 | 5.21 | 0 | 0 | 0
| 5586 | 0.44444 | 3.228 | 114 | 29.9 | 110.1155 | 37.025 | 0.95791 | 2.1096 | -1.6652 | 0 | 60 | 100% | 0 | 0 | 0 | 1.67 | 0 | 0 | 0
| 5587 | 7.7444 | 7.7444 | 7 | 28.2 | 6.7615 | 28.6375 | 0.98727 | 0.13351 | 7.6109 | 11 | 60 | 100% | 0 | 0 | 0 | 0 | 0 | 0 | 0
| 5588 | 8.9667 | 8.9667 | 0 | 28.3 | 0 | 28.3 | 0.98845 | 0 | 8.9667 | 10 | 51.9774 | 86.63% | 0 | 0 | 0 | 0 | 0 | 0 | 0
| 5589 | 8.9667 | 8.9667 | 0 | 28.3 | 0 | 28.3 | 0.98845 | 0 | 8.9667 | 9 | 42.5257 | 70.88% | 0 | 0 | 0 | 0 | 0 | 0 | 0
| 5590 | 8.9667 | 8.9667 | 0 | 28.4 | 0 | 28.4 | 0.9881 | 0 | 8.9667 | 8 | 33.074 | 55.12% | 0 | 0 | 0 | 0 | 0 | 0 | 0
| 5591 | 7.3 | 7.3 | 0 | 28.3 | 0 | 28.3 | 0.98845 | 0 | 7.3 | 7 | 23.6223 | 39.37% | 0 | 0 | 0 | 0 | 0 | 0 | 0
| 5592 | 1.6889 | 3.228 | 0 | 28.3 | 0 | 28.3 | 0.98845 | 0 | 1.6889 | 6 | 15.9274 | 26.55% | 0 | 0 | 0 | 0 | 0 | 0 | 0
| 5593 | 1.1333 | 3.228 | 0 | 28.2 | 0 | 28.2 | 0.9888 | 0 | 1.1333 | 5 | 14.1472 | 23.58% | 0 | 0 | 0 | 0 | 0 | 0 | 0
| 5594 | 1.1333 | 3.228 | 0 | 27.8 | 0 | 27.8 | 0.9902 | 0 | 1.1333 | 4 | 12.9525 | 21.59% | 0 | 0 | 0 | 0 | 0.23 | 0 | 0
| 5595 | 0.022222 | 3.228 | 0 | 27.4 | 0 | 27.4 | 0.9916 | 0 | 0.022222 | 3 | 12 | 20% | 0 | 0 | 0 | 0 | 0.02 | 0 | 0
| 5596 | 0.022222 | 3.228 | 0 | 27 | 0 | 27 | 0.993 | 0 | 0.022222 | 2 | 12 | 20% | 0 | 0 | 0 | 0 | 0.02 | 0 | 0
| 5597 | 0.022222 | 3.228 | 0 | 27.1 | 0 | 27.1 | 0.99265 | 0 | 0.022222 | 1 | 12 | 20% | 0 | 0 | 0 | 0 | 0.02 | 0 | 0
| 5598 | 0.022222 | 3.228 | 0 | 27.2 | 0 | 27.2 | 0.9923 | 0 | 0.022222 | 0 | 12 | 20% | 0 | 0 | 0 | 0 | 0.02 | 0 | 0
| 5599 | 0.022222 | 3.228 | 17 | 27.3 | 16.4207 | 28.3625 | 0.98823 | 0.32455 | -0.30233 | 0 | 12 | 20% | 0 | 0 | 0 | 0 | 0 | 0 | 0
| 5600 | 0.66667 | 3.228 | 126 | 28.4 | 121.7067 | 36.275 | 0.96054 | 2.3381 | -1.6714 | 0 | 12.2868 | 20.48% | 1 | 1 | 0.8 | 0 | 0 | 0 | 0
| 5601 | 0.77778 | 3.228 | 230 | 29.6 | 222.1629 | 43.975 | 0.93359 | 4.1482 | -3.3704 | 0 | 13.8725 | 23.12% | 1 | 0 | 0 | 0 | 0 | 0 | 0
| 5602 | 1.0444 | 3.228 | 288 | 30.7 | 278.1866 | 48.7 | 0.91705 | 5.1022 | -4.0578 | 0 | 17.0699 | 28.45% | 1 | 0 | 0 | 0 | 0 | 0 | 0
| 5603 | 1.0444 | 3.228 | 357 | 32.1 | 344.8355 | 54.4125 | 0.89706 | 6.1867 | -5.1423 | 0 | 20.9194 | 34.87% | 1 | 0 | 0 | 0 | 0 | 0 | 0
| 5604 | 1.6 | 3.228 | 398 | 33.6 | 384.4385 | 58.475 | 0.88284 | 6.7879 | -5.1879 | 0 | 25.7978 | 43% | 1 | 0 | 0 | 0 | 0 | 0 | 0
| 5605 | 1.3778 | 3.228 | 409 | 35 | 395.0637 | 60.5625 | 0.87553 | 6.9178 | -5.54 | 0 | 30.7195 | 51.2% | 1 | 0 | 0 | 0 | 0 | 0 | 0
| 5606 | 1.1111 | 3.228 | 388 | 34.9 | 374.7792 | 59.15 | 0.88048 | 6.5997 | -5.4886 | 0 | 35.9753 | 59.96% | 1 | 0 | 0 | 0 | 0 | 0 | 0
| 5607 | 1.1111 | 3.228 | 338 | 34.8 | 326.4829 | 55.925 | 0.89176 | 5.8229 | -4.7118 | 0 | 41.1822 | 68.64% | 1 | 0 | 0 | 0 | 0 | 0 | 0
| 5608 | 1 | 3.228 | 261 | 34.7 | 252.1066 | 51.0125 | 0.90896 | 4.5831 | -3.5831 | 0 | 45.6522 | 76.09% | 1 | 0 | 0 | 0 | 0 | 0 | 0
| 5609 | 0.44444 | 3.228 | 194 | 33.5 | 187.3896 | 45.625 | 0.92781 | 3.4772 | -3.0328 | 0 | 49.0514 | 81.75% | 1 | 0 | 0 | 0 | 0 | 0 | 0
| 5610 | 0.44444 | 3.228 | 86 | 32.2 | 83.0696 | 37.575 | 0.95599 | 1.5883 | -1.1438 | 0 | 51.9286 | 86.55% | 1 | 0 | 0 | 0 | 0 | 0 | 0
| 5611 | 7.7444 | 7.7444 | 7 | 31 | 6.7615 | 31.4375 | 0.97747 | 0.13218 | 7.6123 | 11 | 53.0137 | 88.36% | 1 | 0 | 0 | 0 | 0 | 0 | 0
| 5612 | 8.9667 | 8.9667 | 0 | 30.5 | 0 | 30.5 | 0.98075 | 0 | 8.9667 | 10 | 44.9897 | 74.98% | 0 | 0 | 0 | 0 | 0 | 0 | 0
| 5613 | 8.9667 | 8.9667 | 0 | 29.9 | 0 | 29.9 | 0.98285 | 0 | 8.9667 | 9 | 35.538 | 59.23% | 0 | 0 | 0 | 0 | 0 | 0 | 0
| 5614 | 8.9667 | 8.9667 | 0 | 29.4 | 0 | 29.4 | 0.9846 | 0 | 8.9667 | 8 | 26.0863 | 43.48% | 0 | 0 | 0 | 0 | 0 | 0 | 0
| 5615 | 7.3 | 7.3 | 0 | 29.1 | 0 | 29.1 | 0.98565 | 0 | 7.3 | 7 | 16.6346 | 27.72% | 0 | 0 | 0 | 0 | 2.9 | 0 | 0
| 5616 | 1.6889 | 3.228 | 0 | 28.7 | 0 | 28.7 | 0.98705 | 0 | 1.6889 | 6 | 12 | 20% | 0 | 0 | 0 | 0 | 1.69 | 0 | 0
| 5617 | 1.1333 | 3.228 | 0 | 28.4 | 0 | 28.4 | 0.9881 | 0 | 1.1333 | 5 | 12 | 20% | 0 | 0 | 0 | 0 | 1.13 | 0 | 0
| 5618 | 1.1333 | 3.228 | 0 | 28 | 0 | 28 | 0.9895 | 0 | 1.1333 | 4 | 12 | 20% | 0 | 0 | 0 | 0 | 1.13 | 0 | 0
| 5619 | 0.022222 | 3.228 | 0 | 27.6 | 0 | 27.6 | 0.9909 | 0 | 0.022222 | 3 | 12 | 20% | 0 | 0 | 0 | 0 | 0.02 | 0 | 0
| 5620 | 0.022222 | 3.228 | 0 | 27.2 | 0 | 27.2 | 0.9923 | 0 | 0.022222 | 2 | 12 | 20% | 0 | 0 | 0 | 0 | 0.02 | 0 | 0
| 5621 | 0.022222 | 3.228 | 0 | 27.1 | 0 | 27.1 | 0.99265 | 0 | 0.022222 | 1 | 12 | 20% | 0 | 0 | 0 | 0 | 0.02 | 0 | 0
| 5622 | 0.022222 | 3.228 | 0 | 27.1 | 0 | 27.1 | 0.99265 | 0 | 0.022222 | 0 | 12 | 20% | 0 | 0 | 0 | 0 | 0.02 | 0 | 0
| 5623 | 0.022222 | 3.228 | 11 | 27 | 10.6252 | 27.6875 | 0.99059 | 0.2105 | -0.18828 | 0 | 12 | 20% | 0 | 0 | 0 | 0 | 0 | 0 | 0
| 5624 | 0.66667 | 3.228 | 110 | 28.3 | 106.2518 | 35.175 | 0.96439 | 2.0494 | -1.3827 | 0 | 12.1786 | 20.3% | 1 | 1 | 0.8 | 0 | 0 | 0 | 0
| 5625 | 0.77778 | 3.228 | 261 | 29.7 | 252.1066 | 46.0125 | 0.92646 | 4.6713 | -3.8935 | 0 | 13.4904 | 22.48% | 1 | 0 | 0 | 0 | 0 | 0 | 0
| 5626 | 1.0444 | 3.228 | 425 | 31 | 410.5185 | 57.5625 | 0.88603 | 7.2746 | -6.2302 | 0 | 17.1841 | 28.64% | 1 | 0 | 0 | 0 | 0 | 0 | 0
| 5627 | 1.0444 | 3.228 | 528 | 30.6 | 510.0088 | 63.6 | 0.8649 | 8.8221 | -7.7777 | 0 | 23.0946 | 38.49% | 1 | 0 | 0 | 0 | 0 | 0 | 0
| 5628 | 1.6 | 3.228 | 590 | 30.2 | 569.8962 | 67.075 | 0.85274 | 9.7194 | -8.1194 | 0 | 30.4731 | 50.79% | 1 | 0 | 0 | 0 | 0 | 0 | 0
| 5629 | 1.3778 | 3.228 | 605 | 29.8 | 584.3851 | 67.6125 | 0.85086 | 9.9446 | -8.5668 | 0 | 38.1759 | 63.63% | 1 | 0 | 0 | 0 | 0 | 0 | 0
| 5630 | 1.1111 | 3.228 | 548 | 29.8 | 529.3274 | 64.05 | 0.86333 | 9.1396 | -8.0285 | 0 | 46.3031 | 77.17% | 1 | 0 | 0 | 0 | 0 | 0 | 0
| 5631 | 1.1111 | 3.228 | 451 | 29.8 | 435.6325 | 57.9875 | 0.88454 | 7.7067 | -6.5956 | 0 | 53.9196 | 89.87% | 1 | 0 | 0 | 0.19 | 0 | 0 | 0
| 5632 | 1 | 3.228 | 328 | 29.8 | 316.8237 | 50.3 | 0.91145 | 5.7754 | -4.7754 | 0 | 60 | 100% | 1 | 0 | 0 | 4.78 | 0 | 0 | 0
| 5633 | 0.44444 | 3.228 | 193 | 29.5 | 186.4237 | 41.5625 | 0.94203 | 3.5123 | -3.0679 | 0 | 60 | 100% | 0 | 0 | 0 | 3.07 | 0 | 0 | 0
| 5634 | 0.44444 | 3.228 | 69 | 29.2 | 66.6489 | 33.5125 | 0.97021 | 1.2933 | -0.84882 | 0 | 60 | 100% | 0 | 0 | 0 | 0.85 | 0 | 0 | 0
| 5635 | 7.7444 | 7.7444 | 4 | 28.9 | 3.8637 | 29.15 | 0.98547 | 0.076152 | 7.6683 | 11 | 60 | 100% | 0 | 0 | 0 | 0 | 0 | 0 | 0
| 5636 | 8.9667 | 8.9667 | 0 | 28.5 | 0 | 28.5 | 0.98775 | 0 | 8.9667 | 10 | 51.9169 | 86.53% | 0 | 0 | 0 | 0 | 0 | 0 | 0
| 5637 | 8.9667 | 8.9667 | 0 | 28.1 | 0 | 28.1 | 0.98915 | 0 | 8.9667 | 9 | 42.4652 | 70.78% | 0 | 0 | 0 | 0 | 0 | 0 | 0
| 5638 | 8.9667 | 8.9667 | 0 | 27.7 | 0 | 27.7 | 0.99055 | 0 | 8.9667 | 8 | 33.0135 | 55.02% | 0 | 0 | 0 | 0 | 0 | 0 | 0
| 5639 | 7.3 | 7.3 | 0 | 27.3 | 0 | 27.3 | 0.99195 | 0 | 7.3 | 7 | 23.5618 | 39.27% | 0 | 0 | 0 | 0 | 0 | 0 | 0
| 5640 | 1.6889 | 3.228 | 0 | 26.9 | 0 | 26.9 | 0.99335 | 0 | 1.6889 | 6 | 15.8669 | 26.44% | 0 | 0 | 0 | 0 | 0 | 0 | 0
| 5641 | 1.1333 | 3.228 | 0 | 26.5 | 0 | 26.5 | 0.99475 | 0 | 1.1333 | 5 | 14.0867 | 23.48% | 0 | 0 | 0 | 0 | 0 | 0 | 0
| 5642 | 1.1333 | 3.228 | 0 | 26.2 | 0 | 26.2 | 0.9958 | 0 | 1.1333 | 4 | 12.8921 | 21.49% | 0 | 0 | 0 | 0 | 0.29 | 0 | 0
| 5643 | 0.022222 | 3.228 | 0 | 26 | 0 | 26 | 0.9965 | 0 | 0.022222 | 3 | 12 | 20% | 0 | 0 | 0 | 0 | 0.02 | 0 | 0
| 5644 | 0.022222 | 3.228 | 0 | 25.7 | 0 | 25.7 | 0.99755 | 0 | 0.022222 | 2 | 12 | 20% | 0 | 0 | 0 | 0 | 0.02 | 0 | 0
| 5645 | 0.022222 | 3.228 | 0 | 25.4 | 0 | 25.4 | 0.9986 | 0 | 0.022222 | 1 | 12 | 20% | 0 | 0 | 0 | 0 | 0.02 | 0 | 0
| 5646 | 0.022222 | 3.228 | 0 | 25.2 | 0 | 25.2 | 0.9993 | 0 | 0.022222 | 0 | 12 | 20% | 0 | 0 | 0 | 0 | 0.02 | 0 | 0
| 5647 | 0.022222 | 3.228 | 11 | 24.9 | 10.6252 | 25.5875 | 0.99794 | 0.21207 | -0.18984 | 0 | 12 | 20% | 0 | 0 | 0 | 0 | 0 | 0 | 0
| 5648 | 0.66667 | 3.228 | 94 | 26.2 | 90.797 | 32.075 | 0.97524 | 1.771 | -1.1043 | 0 | 12.1801 | 20.3% | 1 | 1 | 0.8 | 0 | 0 | 0 | 0
| 5649 | 0.77778 | 3.228 | 196 | 27.6 | 189.3215 | 39.85 | 0.94803 | 3.5896 | -2.8119 | 0 | 13.2277 | 22.05% | 1 | 0 | 0 | 0 | 0 | 0 | 0
| 5650 | 1.0444 | 3.228 | 287 | 28.9 | 277.2207 | 46.8375 | 0.92357 | 5.1206 | -4.0762 | 0 | 15.8953 | 26.49% | 1 | 0 | 0 | 0 | 0 | 0 | 0
| 5651 | 1.0444 | 3.228 | 356 | 29.4 | 343.8696 | 51.65 | 0.90673 | 6.2359 | -5.1915 | 0 | 19.7623 | 32.94% | 1 | 0 | 0 | 0 | 0 | 0 | 0
| 5652 | 1.6 | 3.228 | 398 | 29.8 | 384.4385 | 54.675 | 0.89614 | 6.8902 | -5.2902 | 0 | 24.6874 | 41.15% | 1 | 0 | 0 | 0 | 0 | 0 | 0
| 5653 | 1.3778 | 3.228 | 409 | 30.3 | 395.0637 | 55.8625 | 0.89198 | 7.0478 | -5.67 | 0 | 29.7061 | 49.51% | 1 | 0 | 0 | 0 | 0 | 0 | 0
| 5654 | 1.1111 | 3.228 | 456 | 30.3 | 440.4622 | 58.8 | 0.8817 | 7.7671 | -6.656 | 0 | 35.0851 | 58.48% | 1 | 0 | 0 | 0 | 0 | 0 | 0
| 5655 | 1.1111 | 3.228 | 451 | 30.3 | 435.6325 | 58.4875 | 0.88279 | 7.6915 | -6.5804 | 0 | 41.3996 | 69% | 1 | 0 | 0 | 0 | 0 | 0 | 0
| 5656 | 1 | 3.228 | 386 | 30.3 | 372.8474 | 54.425 | 0.89701 | 6.689 | -5.689 | 0 | 47.6423 | 79.4% | 1 | 0 | 0 | 0 | 0 | 0 | 0
| 5657 | 0.44444 | 3.228 | 243 | 29.7 | 234.72 | 44.8875 | 0.93039 | 4.3676 | -3.9232 | 0 | 53.0393 | 88.4% | 1 | 0 | 0 | 0 | 0 | 0 | 0
| 5658 | 0.44444 | 3.228 | 93 | 29.1 | 89.8311 | 34.9125 | 0.96531 | 1.7343 | -1.2898 | 0 | 56.7612 | 94.6% | 1 | 0 | 0 | 0 | 0 | 0 | 0
| 5659 | 7.7444 | 7.7444 | 6 | 28.5 | 5.7956 | 28.875 | 0.98644 | 0.11434 | 7.6301 | 11 | 57.9848 | 96.64% | 1 | 0 | 0 | 0 | 0 | 0 | 0
| 5660 | 8.9667 | 8.9667 | 0 | 27.3 | 0 | 27.3 | 0.99195 | 0 | 8.9667 | 10 | 49.942 | 83.24% | 0 | 0 | 0 | 0 | 0 | 0 | 0
| 5661 | 8.9667 | 8.9667 | 0 | 26.2 | 0 | 26.2 | 0.9958 | 0 | 8.9667 | 9 | 40.4903 | 67.48% | 0 | 0 | 0 | 0 | 0 | 0 | 0
| 5662 | 8.9667 | 8.9667 | 0 | 25 | 0 | 25 | 1 | 0 | 8.9667 | 8 | 31.0386 | 51.73% | 0 | 0 | 0 | 0 | 0 | 0 | 0
| 5663 | 7.3 | 7.3 | 0 | 25 | 0 | 25 | 1 | 0 | 7.3 | 7 | 21.5869 | 35.98% | 0 | 0 | 0 | 0 | 0 | 0 | 0
| 5664 | 1.6889 | 3.228 | 0 | 25.1 | 0 | 25.1 | 0.99965 | 0 | 1.6889 | 6 | 13.892 | 23.15% | 0 | 0 | 0 | 0 | 0 | 0 | 0
| 5665 | 1.1333 | 3.228 | 0 | 25.1 | 0 | 25.1 | 0.99965 | 0 | 1.1333 | 5 | 12.1118 | 20.19% | 0 | 0 | 0 | 0 | 1.03 | 0 | 0
| 5666 | 1.1333 | 3.228 | 0 | 25.1 | 0 | 25.1 | 0.99965 | 0 | 1.1333 | 4 | 12 | 20% | 0 | 0 | 0 | 0 | 1.13 | 0 | 0
| 5667 | 0.022222 | 3.228 | 0 | 25 | 0 | 25 | 1 | 0 | 0.022222 | 3 | 12 | 20% | 0 | 0 | 0 | 0 | 0.02 | 0 | 0
| 5668 | 0.022222 | 3.228 | 0 | 25 | 0 | 25 | 1 | 0 | 0.022222 | 2 | 12 | 20% | 0 | 0 | 0 | 0 | 0.02 | 0 | 0
| 5669 | 0.022222 | 3.228 | 0 | 25.2 | 0 | 25.2 | 0.9993 | 0 | 0.022222 | 1 | 12 | 20% | 0 | 0 | 0 | 0 | 0.02 | 0 | 0
| 5670 | 0.022222 | 3.228 | 0 | 25.4 | 0 | 25.4 | 0.9986 | 0 | 0.022222 | 0 | 12 | 20% | 0 | 0 | 0 | 0 | 0.02 | 0 | 0
| 5671 | 0.022222 | 3.228 | 16 | 25.6 | 15.4548 | 26.6 | 0.9944 | 0.30737 | -0.28514 | 0 | 12 | 20% | 0 | 0 | 0 | 0 | 0 | 0 | 0
| 5672 | 0.66667 | 3.228 | 139 | 27.1 | 134.2637 | 35.7875 | 0.96224 | 2.5839 | -1.9172 | 0 | 12.2705 | 20.45% | 1 | 1 | 0.8 | 0 | 0 | 0 | 0
| 5673 | 0.77778 | 3.228 | 291 | 28.6 | 281.0844 | 46.7875 | 0.92374 | 5.193 | -4.4152 | 0 | 14.0893 | 23.48% | 1 | 0 | 0 | 0 | 0 | 0 | 0
| 5674 | 1.0444 | 3.228 | 426 | 30.1 | 411.4844 | 56.725 | 0.88896 | 7.3159 | -6.2714 | 0 | 18.278 | 30.46% | 1 | 0 | 0 | 0 | 0 | 0 | 0
| 5675 | 1.0444 | 3.228 | 477 | 29.6 | 460.7466 | 59.4125 | 0.87956 | 8.1051 | -7.0606 | 0 | 24.2276 | 40.38% | 1 | 0 | 0 | 0 | 0 | 0 | 0
| 5676 | 1.6 | 3.228 | 469 | 29.2 | 453.0192 | 58.5125 | 0.88271 | 7.9977 | -6.3977 | 0 | 30.9259 | 51.54% | 1 | 0 | 0 | 0 | 0 | 0 | 0
| 5677 | 1.3778 | 3.228 | 411 | 28.7 | 396.9955 | 54.3875 | 0.89714 | 7.1232 | -5.7455 | 0 | 36.9952 | 61.66% | 1 | 0 | 0 | 0 | 0 | 0 | 0
| 5678 | 1.1111 | 3.228 | 389 | 29.4 | 375.7451 | 53.7125 | 0.89951 | 6.7597 | -5.6486 | 0 | 42.4459 | 70.74% | 1 | 0 | 0 | 0 | 0 | 0 | 0
| 5679 | 1.1111 | 3.228 | 338 | 30 | 326.4829 | 51.125 | 0.90856 | 5.9326 | -4.8215 | 0 | 47.8046 | 79.67% | 1 | 0 | 0 | 0 | 0 | 0 | 0
| 5680 | 1 | 3.228 | 260 | 30.7 | 251.1407 | 46.95 | 0.92317 | 4.6369 | -3.6369 | 0 | 52.3787 | 87.3% | 1 | 0 | 0 | 0 | 0 | 0 | 0
| 5681 | 0.44444 | 3.228 | 191 | 30 | 184.4918 | 41.9375 | 0.94072 | 3.4711 | -3.0267 | 0 | 55.829 | 93.05% | 1 | 0 | 0 | 0 | 0 | 0 | 0
| 5682 | 0.44444 | 3.228 | 83 | 29.3 | 80.1718 | 34.4875 | 0.96679 | 1.5502 | -1.1057 | 0 | 58.7003 | 97.83% | 1 | 0 | 0 | 0 | 0 | 0 | 0
| 5683 | 7.7444 | 7.7444 | 6 | 28.6 | 5.7956 | 28.975 | 0.98609 | 0.1143 | 7.6301 | 11 | 59.7493 | 99.58% | 1 | 0 | 0 | 0 | 0 | 0 | 0
| 5684 | 8.9667 | 8.9667 | 0 | 28.3 | 0 | 28.3 | 0.98845 | 0 | 8.9667 | 10 | 51.7064 | 86.18% | 0 | 0 | 0 | 0 | 0 | 0 | 0
| 5685 | 8.9667 | 8.9667 | 0 | 27.9 | 0 | 27.9 | 0.98985 | 0 | 8.9667 | 9 | 42.2547 | 70.42% | 0 | 0 | 0 | 0 | 0 | 0 | 0
| 5686 | 8.9667 | 8.9667 | 0 | 27.6 | 0 | 27.6 | 0.9909 | 0 | 8.9667 | 8 | 32.803 | 54.67% | 0 | 0 | 0 | 0 | 0 | 0 | 0
| 5687 | 7.3 | 7.3 | 0 | 27.4 | 0 | 27.4 | 0.9916 | 0 | 7.3 | 7 | 23.3513 | 38.92% | 0 | 0 | 0 | 0 | 0 | 0 | 0
| 5688 | 1.6889 | 3.228 | 0 | 27.1 | 0 | 27.1 | 0.99265 | 0 | 1.6889 | 6 | 15.6564 | 26.09% | 0 | 0 | 0 | 0 | 0 | 0 | 0
| 5689 | 1.1333 | 3.228 | 0 | 26.9 | 0 | 26.9 | 0.99335 | 0 | 1.1333 | 5 | 13.8762 | 23.13% | 0 | 0 | 0 | 0 | 0 | 0 | 0
| 5690 | 1.1333 | 3.228 | 0 | 26.8 | 0 | 26.8 | 0.9937 | 0 | 1.1333 | 4 | 12.6816 | 21.14% | 0 | 0 | 0 | 0 | 0.49 | 0 | 0
| 5691 | 0.022222 | 3.228 | 0 | 26.8 | 0 | 26.8 | 0.9937 | 0 | 0.022222 | 3 | 12 | 20% | 0 | 0 | 0 | 0 | 0.02 | 0 | 0
| 5692 | 0.022222 | 3.228 | 0 | 26.7 | 0 | 26.7 | 0.99405 | 0 | 0.022222 | 2 | 12 | 20% | 0 | 0 | 0 | 0 | 0.02 | 0 | 0
| 5693 | 0.022222 | 3.228 | 0 | 26.6 | 0 | 26.6 | 0.9944 | 0 | 0.022222 | 1 | 12 | 20% | 0 | 0 | 0 | 0 | 0.02 | 0 | 0
| 5694 | 0.022222 | 3.228 | 0 | 26.5 | 0 | 26.5 | 0.99475 | 0 | 0.022222 | 0 | 12 | 20% | 0 | 0 | 0 | 0 | 0.02 | 0 | 0
| 5695 | 0.022222 | 3.228 | 16 | 26.4 | 15.4548 | 27.4 | 0.9916 | 0.3065 | -0.28428 | 0 | 12 | 20% | 0 | 0 | 0 | 0 | 0 | 0 | 0
| 5696 | 0.66667 | 3.228 | 139 | 28.1 | 134.2637 | 36.7875 | 0.95874 | 2.5745 | -1.9078 | 0 | 12.2697 | 20.45% | 1 | 1 | 0.8 | 0 | 0 | 0 | 0
| 5697 | 0.77778 | 3.228 | 291 | 29.9 | 281.0844 | 48.0875 | 0.91919 | 5.1674 | -4.3896 | 0 | 14.0796 | 23.47% | 1 | 0 | 0 | 0 | 0 | 0 | 0
| 5698 | 1.0444 | 3.228 | 426 | 31.6 | 411.4844 | 58.225 | 0.88371 | 7.2727 | -6.2282 | 0 | 18.244 | 30.41% | 1 | 0 | 0 | 0 | 0 | 0 | 0
| 5699 | 1.0444 | 3.228 | 477 | 32.3 | 460.7466 | 62.1125 | 0.87011 | 8.018 | -6.9735 | 0 | 24.1526 | 40.25% | 1 | 0 | 0 | 0 | 0 | 0 | 0
| 5700 | 1.6 | 3.228 | 469 | 32.9 | 453.0192 | 62.2125 | 0.86976 | 7.8803 | -6.2803 | 0 | 30.7683 | 51.28% | 1 | 0 | 0 | 0 | 0 | 0 | 0
| 5701 | 1.3778 | 3.228 | 410 | 33.6 | 396.0296 | 59.225 | 0.88021 | 6.9718 | -5.594 | 0 | 36.7263 | 61.21% | 1 | 0 | 0 | 0 | 0 | 0 | 0
| 5702 | 1.1111 | 3.228 | 389 | 33.7 | 375.7451 | 58.0125 | 0.88446 | 6.6466 | -5.5355 | 0 | 42.0333 | 70.06% | 1 | 0 | 0 | 0 | 0 | 0 | 0
| 5703 | 1.1111 | 3.228 | 337 | 33.8 | 325.517 | 54.8625 | 0.89548 | 5.8299 | -4.7188 | 0 | 47.2847 | 78.81% | 1 | 0 | 0 | 0 | 0 | 0 | 0
| 5704 | 1 | 3.228 | 259 | 33.9 | 250.1748 | 50.0875 | 0.91219 | 4.5642 | -3.5642 | 0 | 51.7613 | 86.27% | 1 | 0 | 0 | 0 | 0 | 0 | 0
| 5705 | 0.44444 | 3.228 | 190 | 32.6 | 183.5259 | 44.475 | 0.93184 | 3.4203 | -2.9759 | 0 | 55.1426 | 91.9% | 1 | 0 | 0 | 0 | 0 | 0 | 0
| 5706 | 0.44444 | 3.228 | 81 | 31.3 | 78.24 | 36.3625 | 0.96023 | 1.5026 | -1.0581 | 0 | 57.9658 | 96.61% | 1 | 0 | 0 | 0 | 0 | 0 | 0
| 5707 | 7.7444 | 7.7444 | 6 | 30 | 5.7956 | 30.375 | 0.98119 | 0.11373 | 7.6307 | 11 | 58.9696 | 98.28% | 1 | 0 | 0 | 0 | 0 | 0 | 0
| 5708 | 8.9667 | 8.9667 | 0 | 28.6 | 0 | 28.6 | 0.9874 | 0 | 8.9667 | 10 | 50.9261 | 84.88% | 0 | 0 | 0 | 0 | 0 | 0 | 0
| 5709 | 8.9667 | 8.9667 | 0 | 27.1 | 0 | 27.1 | 0.99265 | 0 | 8.9667 | 9 | 41.4744 | 69.12% | 0 | 0 | 0 | 0 | 0 | 0 | 0
| 5710 | 8.9667 | 8.9667 | 0 | 25.7 | 0 | 25.7 | 0.99755 | 0 | 8.9667 | 8 | 32.0227 | 53.37% | 0 | 0 | 0 | 0 | 0 | 0 | 0
| 5711 | 7.3 | 7.3 | 0 | 26.3 | 0 | 26.3 | 0.99545 | 0 | 7.3 | 7 | 22.571 | 37.62% | 0 | 0 | 0 | 0 | 0 | 0 | 0
| 5712 | 1.6889 | 3.228 | 0 | 27 | 0 | 27 | 0.993 | 0 | 1.6889 | 6 | 14.8761 | 24.79% | 0 | 0 | 0 | 0 | 0 | 0 | 0
| 5713 | 1.1333 | 3.228 | 0 | 27.6 | 0 | 27.6 | 0.9909 | 0 | 1.1333 | 5 | 13.0959 | 21.83% | 0 | 0 | 0 | 0 | 0.09 | 0 | 0
| 5714 | 1.1333 | 3.228 | 0 | 27 | 0 | 27 | 0.993 | 0 | 1.1333 | 4 | 12 | 20% | 0 | 0 | 0 | 0 | 1.13 | 0 | 0
| 5715 | 0.022222 | 3.228 | 0 | 26.4 | 0 | 26.4 | 0.9951 | 0 | 0.022222 | 3 | 12 | 20% | 0 | 0 | 0 | 0 | 0.02 | 0 | 0
| 5716 | 0.022222 | 3.228 | 0 | 25.8 | 0 | 25.8 | 0.9972 | 0 | 0.022222 | 2 | 12 | 20% | 0 | 0 | 0 | 0 | 0.02 | 0 | 0
| 5717 | 0.022222 | 3.228 | 0 | 25.9 | 0 | 25.9 | 0.99685 | 0 | 0.022222 | 1 | 12 | 20% | 0 | 0 | 0 | 0 | 0.02 | 0 | 0
| 5718 | 0.022222 | 3.228 | 0 | 26 | 0 | 26 | 0.9965 | 0 | 0.022222 | 0 | 12 | 20% | 0 | 0 | 0 | 0 | 0.02 | 0 | 0
| 5719 | 0.022222 | 3.228 | 16 | 26.1 | 15.4548 | 27.1 | 0.99265 | 0.30682 | -0.2846 | 0 | 12 | 20% | 0 | 0 | 0 | 0 | 0 | 0 | 0
| 5720 | 0.66667 | 3.228 | 139 | 27.5 | 134.2637 | 36.1875 | 0.96084 | 2.5801 | -1.9135 | 0 | 12.27 | 20.45% | 1 | 1 | 0.8 | 0 | 0 | 0 | 0
| 5721 | 0.77778 | 3.228 | 291 | 29 | 281.0844 | 47.1875 | 0.92234 | 5.1851 | -4.4074 | 0 | 14.0853 | 23.48% | 1 | 0 | 0 | 0 | 0 | 0 | 0
| 5722 | 1.0444 | 3.228 | 426 | 30.4 | 411.4844 | 57.025 | 0.88791 | 7.3072 | -6.2628 | 0 | 18.2664 | 30.44% | 1 | 0 | 0 | 0 | 0 | 0 | 0
| 5723 | 1.0444 | 3.228 | 530 | 31.1 | 511.9407 | 64.225 | 0.86271 | 8.8332 | -7.7887 | 0 | 24.2079 | 40.35% | 1 | 0 | 0 | 0 | 0 | 0 | 0
| 5724 | 1.6 | 3.228 | 591 | 31.7 | 570.8622 | 68.6375 | 0.84727 | 9.6735 | -8.0735 | 0 | 31.5969 | 52.66% | 1 | 0 | 0 | 0 | 0 | 0 | 0
| 5725 | 1.3778 | 3.228 | 607 | 32.4 | 586.317 | 70.3375 | 0.84132 | 9.8656 | -8.4878 | 0 | 39.256 | 65.43% | 1 | 0 | 0 | 0 | 0 | 0 | 0
| 5726 | 1.1111 | 3.228 | 575 | 32.2 | 555.4074 | 68.1375 | 0.84902 | 9.431 | -8.3199 | 0 | 47.3083 | 78.85% | 1 | 0 | 0 | 0 | 0 | 0 | 0
| 5727 | 1.1111 | 3.228 | 498 | 32 | 481.0311 | 63.125 | 0.86656 | 8.3369 | -7.2258 | 0 | 55.2013 | 92% | 1 | 0 | 0 | 2.17 | 0 | 0 | 0
| 5728 | 1 | 3.228 | 382 | 31.8 | 368.9837 | 55.675 | 0.89264 | 6.5874 | -5.5874 | 0 | 60 | 100% | 1 | 0 | 0 | 5.59 | 0 | 0 | 0
| 5729 | 0.44444 | 3.228 | 215 | 31.1 | 207.6741 | 44.5375 | 0.93162 | 3.8695 | -3.425 | 0 | 60 | 100% | 0 | 0 | 0 | 3.43 | 0 | 0 | 0
| 5730 | 0.44444 | 3.228 | 71 | 30.5 | 68.5807 | 34.9375 | 0.96522 | 1.3239 | -0.87946 | 0 | 60 | 100% | 0 | 0 | 0 | 0.88 | 0 | 0 | 0
| 5731 | 7.7444 | 7.7444 | 4 | 29.8 | 3.8637 | 30.05 | 0.98233 | 0.075908 | 7.6685 | 11 | 60 | 100% | 0 | 0 | 0 | 0 | 0 | 0 | 0
| 5732 | 8.9667 | 8.9667 | 0 | 28.3 | 0 | 28.3 | 0.98845 | 0 | 8.9667 | 10 | 51.9167 | 86.53% | 0 | 0 | 0 | 0 | 0 | 0 | 0
| 5733 | 8.9667 | 8.9667 | 0 | 26.8 | 0 | 26.8 | 0.9937 | 0 | 8.9667 | 9 | 42.465 | 70.77% | 0 | 0 | 0 | 0 | 0 | 0 | 0
| 5734 | 8.9667 | 8.9667 | 0 | 25.3 | 0 | 25.3 | 0.99895 | 0 | 8.9667 | 8 | 33.0133 | 55.02% | 0 | 0 | 0 | 0 | 0 | 0 | 0
| 5735 | 7.3 | 7.3 | 0 | 25.8 | 0 | 25.8 | 0.9972 | 0 | 7.3 | 7 | 23.5616 | 39.27% | 0 | 0 | 0 | 0 | 0 | 0 | 0
| 5736 | 1.6889 | 3.228 | 0 | 26.3 | 0 | 26.3 | 0.99545 | 0 | 1.6889 | 6 | 15.8667 | 26.44% | 0 | 0 | 0 | 0 | 0 | 0 | 0
| 5737 | 1.1333 | 3.228 | 0 | 26.8 | 0 | 26.8 | 0.9937 | 0 | 1.1333 | 5 | 14.0864 | 23.48% | 0 | 0 | 0 | 0 | 0 | 0 | 0
| 5738 | 1.1333 | 3.228 | 0 | 26.3 | 0 | 26.3 | 0.99545 | 0 | 1.1333 | 4 | 12.8918 | 21.49% | 0 | 0 | 0 | 0 | 0.29 | 0 | 0
| 5739 | 0.022222 | 3.228 | 0 | 25.7 | 0 | 25.7 | 0.99755 | 0 | 0.022222 | 3 | 12 | 20% | 0 | 0 | 0 | 0 | 0.02 | 0 | 0
| 5740 | 0.022222 | 3.228 | 0 | 25.2 | 0 | 25.2 | 0.9993 | 0 | 0.022222 | 2 | 12 | 20% | 0 | 0 | 0 | 0 | 0.02 | 0 | 0
| 5741 | 0.022222 | 3.228 | 0 | 25.3 | 0 | 25.3 | 0.99895 | 0 | 0.022222 | 1 | 12 | 20% | 0 | 0 | 0 | 0 | 0.02 | 0 | 0
| 5742 | 0.022222 | 3.228 | 0 | 25.3 | 0 | 25.3 | 0.99895 | 0 | 0.022222 | 0 | 12 | 20% | 0 | 0 | 0 | 0 | 0.02 | 0 | 0
| 5743 | 0.022222 | 3.228 | 16 | 25.4 | 15.4548 | 26.4 | 0.9951 | 0.30758 | -0.28536 | 0 | 12 | 20% | 0 | 0 | 0 | 0 | 0 | 0 | 0
| 5744 | 0.66667 | 3.228 | 139 | 27.1 | 134.2637 | 35.7875 | 0.96224 | 2.5839 | -1.9172 | 0 | 12.2707 | 20.45% | 1 | 1 | 0.8 | 0 | 0 | 0 | 0
| 5745 | 0.77778 | 3.228 | 291 | 28.9 | 281.0844 | 47.0875 | 0.92269 | 5.1871 | -4.4093 | 0 | 14.0896 | 23.48% | 1 | 0 | 0 | 0 | 0 | 0 | 0
| 5746 | 1.0444 | 3.228 | 427 | 30.6 | 412.4503 | 57.2875 | 0.88699 | 7.3168 | -6.2724 | 0 | 18.2726 | 30.45% | 1 | 0 | 0 | 0 | 0 | 0 | 0
| 5747 | 1.0444 | 3.228 | 530 | 31.1 | 511.9407 | 64.225 | 0.86271 | 8.8332 | -7.7887 | 0 | 24.2231 | 40.37% | 1 | 0 | 0 | 0 | 0 | 0 | 0
| 5748 | 1.6 | 3.228 | 591 | 31.7 | 570.8622 | 68.6375 | 0.84727 | 9.6735 | -8.0735 | 0 | 31.6121 | 52.69% | 1 | 0 | 0 | 0 | 0 | 0 | 0
| 5749 | 1.3778 | 3.228 | 606 | 32.2 | 585.3511 | 70.075 | 0.84224 | 9.8601 | -8.4823 | 0 | 39.2713 | 65.45% | 1 | 0 | 0 | 0 | 0 | 0 | 0
| 5750 | 1.1111 | 3.228 | 517 | 30.1 | 499.3837 | 62.4125 | 0.86906 | 8.6798 | -7.5687 | 0 | 47.3183 | 78.86% | 1 | 0 | 0 | 0 | 0 | 0 | 0
| 5751 | 1.1111 | 3.228 | 394 | 28.1 | 380.5748 | 52.725 | 0.90296 | 6.8729 | -5.7618 | 0 | 54.4986 | 90.83% | 1 | 0 | 0 | 0 | 0 | 0 | 0
| 5752 | 1 | 3.228 | 257 | 26 | 248.2429 | 42.0625 | 0.94028 | 4.6684 | -3.6684 | 0 | 59.9648 | 99.94% | 1 | 0 | 0 | 3.63 | 0 | 0 | 0
| 5753 | 0.44444 | 3.228 | 160 | 26.6 | 154.5481 | 36.6 | 0.9594 | 2.9655 | -2.521 | 0 | 60 | 100% | 1 | 0 | 0 | 2.52 | 0 | 0 | 0
| 5754 | 0.44444 | 3.228 | 59 | 27.1 | 56.9896 | 30.7875 | 0.97974 | 1.1167 | -0.67226 | 0 | 60 | 100% | 0 | 0 | 0 | 0.67 | 0 | 0 | 0
| 5755 | 7.7444 | 7.7444 | 4 | 27.7 | 3.8637 | 27.95 | 0.98967 | 0.076476 | 7.668 | 11 | 60 | 100% | 0 | 0 | 0 | 0 | 0 | 0 | 0
| 5756 | 8.9667 | 8.9667 | 0 | 27.6 | 0 | 27.6 | 0.9909 | 0 | 8.9667 | 10 | 51.9173 | 86.53% | 0 | 0 | 0 | 0 | 0 | 0 | 0
| 5757 | 8.9667 | 8.9667 | 0 | 27.5 | 0 | 27.5 | 0.99125 | 0 | 8.9667 | 9 | 42.4656 | 70.78% | 0 | 0 | 0 | 0 | 0 | 0 | 0
| 5758 | 8.9667 | 8.9667 | 0 | 27.4 | 0 | 27.4 | 0.9916 | 0 | 8.9667 | 8 | 33.0139 | 55.02% | 0 | 0 | 0 | 0 | 0 | 0 | 0
| 5759 | 7.3 | 7.3 | 0 | 27.1 | 0 | 27.1 | 0.99265 | 0 | 7.3 | 7 | 23.5622 | 39.27% | 0 | 0 | 0 | 0 | 0 | 0 | 0
| 5760 | 1.6889 | 3.228 | 0 | 26.8 | 0 | 26.8 | 0.9937 | 0 | 1.6889 | 6 | 15.8673 | 26.45% | 0 | 0 | 0 | 0 | 0 | 0 | 0
| 5761 | 1.1333 | 3.228 | 0 | 26.5 | 0 | 26.5 | 0.99475 | 0 | 1.1333 | 5 | 14.087 | 23.48% | 0 | 0 | 0 | 0 | 0 | 0 | 0
| 5762 | 1.1333 | 3.228 | 0 | 26.4 | 0 | 26.4 | 0.9951 | 0 | 1.1333 | 4 | 12.8924 | 21.49% | 0 | 0 | 0 | 0 | 0.29 | 0 | 0
| 5763 | 0.022222 | 3.228 | 0 | 26.2 | 0 | 26.2 | 0.9958 | 0 | 0.022222 | 3 | 12 | 20% | 0 | 0 | 0 | 0 | 0.02 | 0 | 0
| 5764 | 0.022222 | 3.228 | 0 | 26.1 | 0 | 26.1 | 0.99615 | 0 | 0.022222 | 2 | 12 | 20% | 0 | 0 | 0 | 0 | 0.02 | 0 | 0
| 5765 | 0.022222 | 3.228 | 0 | 26.1 | 0 | 26.1 | 0.99615 | 0 | 0.022222 | 1 | 12 | 20% | 0 | 0 | 0 | 0 | 0.02 | 0 | 0
| 5766 | 0.022222 | 3.228 | 0 | 26 | 0 | 26 | 0.9965 | 0 | 0.022222 | 0 | 12 | 20% | 0 | 0 | 0 | 0 | 0.02 | 0 | 0
| 5767 | 0.022222 | 3.228 | 16 | 26 | 15.4548 | 27 | 0.993 | 0.30693 | -0.28471 | 0 | 12 | 20% | 0 | 0 | 0 | 0 | 0 | 0 | 0
| 5768 | 0.66667 | 3.228 | 139 | 27.4 | 134.2637 | 36.0875 | 0.96119 | 2.5811 | -1.9144 | 0 | 12.2701 | 20.45% | 1 | 1 | 0.8 | 0 | 0 | 0 | 0
| 5769 | 0.77778 | 3.228 | 292 | 28.9 | 282.0503 | 47.15 | 0.92248 | 5.2037 | -4.4259 | 0 | 14.0863 | 23.48% | 1 | 0 | 0 | 0 | 0 | 0 | 0
| 5770 | 1.0444 | 3.228 | 428 | 30.3 | 413.4163 | 57.05 | 0.88782 | 7.3408 | -6.2964 | 0 | 18.285 | 30.48% | 1 | 0 | 0 | 0 | 0 | 0 | 0
| 5771 | 1.0444 | 3.228 | 478 | 30.8 | 461.7125 | 60.675 | 0.87514 | 8.0812 | -7.0368 | 0 | 24.2583 | 40.43% | 1 | 0 | 0 | 0 | 0 | 0 | 0
| 5772 | 1.6 | 3.228 | 470 | 31.2 | 453.9851 | 60.575 | 0.87549 | 7.9492 | -6.3492 | 0 | 30.934 | 51.56% | 1 | 0 | 0 | 0 | 0 | 0 | 0
| 5773 | 1.3778 | 3.228 | 410 | 31.7 | 396.0296 | 57.325 | 0.88686 | 7.0245 | -5.6467 | 0 | 36.9574 | 61.6% | 1 | 0 | 0 | 0 | 0 | 0 | 0
| 5774 | 1.1111 | 3.228 | 388 | 30.8 | 374.7792 | 55.05 | 0.89482 | 6.7072 | -5.5961 | 0 | 42.3143 | 70.52% | 1 | 0 | 0 | 0 | 0 | 0 | 0
| 5775 | 1.1111 | 3.228 | 336 | 29.8 | 324.5511 | 50.8 | 0.9097 | 5.9049 | -4.7938 | 0 | 47.6232 | 79.37% | 1 | 0 | 0 | 0 | 0 | 0 | 0
| 5776 | 1 | 3.228 | 257 | 28.9 | 248.2429 | 44.9625 | 0.93013 | 4.618 | -3.618 | 0 | 52.171 | 86.95% | 1 | 0 | 0 | 0 | 0 | 0 | 0
| 5777 | 0.44444 | 3.228 | 160 | 28 | 154.5481 | 38 | 0.9545 | 2.9503 | -2.5059 | 0 | 55.6033 | 92.67% | 1 | 0 | 0 | 0 | 0 | 0 | 0
| 5778 | 0.44444 | 3.228 | 58 | 27 | 56.0237 | 30.625 | 0.98031 | 1.0984 | -0.65397 | 0 | 57.9806 | 96.63% | 1 | 0 | 0 | 0 | 0 | 0 | 0
| 5779 | 7.7444 | 7.7444 | 3 | 26.1 | 2.8978 | 26.2875 | 0.99549 | 0.057694 | 7.6868 | 11 | 58.601 | 97.67% | 1 | 0 | 0 | 0 | 0 | 0 | 0
| 5780 | 8.9667 | 8.9667 | 0 | 25.3 | 0 | 25.3 | 0.99895 | 0 | 8.9667 | 10 | 50.4985 | 84.16% | 0 | 0 | 0 | 0 | 0 | 0 | 0
| 5781 | 8.9667 | 8.9667 | 0 | 24.5 | 0 | 24.5 | 1.0017 | 0 | 8.9667 | 9 | 41.0468 | 68.41% | 0 | 0 | 0 | 0 | 0 | 0 | 0
| 5782 | 8.9667 | 8.9667 | 0 | 23.7 | 0 | 23.7 | 1.0046 | 0 | 8.9667 | 8 | 31.5951 | 52.66% | 0 | 0 | 0 | 0 | 0 | 0 | 0
| 5783 | 7.3 | 7.3 | 0 | 23.7 | 0 | 23.7 | 1.0046 | 0 | 7.3 | 7 | 22.1434 | 36.91% | 0 | 0 | 0 | 0 | 0 | 0 | 0
| 5784 | 1.6889 | 3.228 | 0 | 23.7 | 0 | 23.7 | 1.0046 | 0 | 1.6889 | 6 | 14.4485 | 24.08% | 0 | 0 | 0 | 0 | 0 | 0 | 0
| 5785 | 1.1333 | 3.228 | 0 | 23.7 | 0 | 23.7 | 1.0046 | 0 | 1.1333 | 5 | 12.6683 | 21.11% | 0 | 0 | 0 | 0 | 0.5 | 0 | 0
| 5786 | 1.1333 | 3.228 | 0 | 23.8 | 0 | 23.8 | 1.0042 | 0 | 1.1333 | 4 | 12 | 20% | 0 | 0 | 0 | 0 | 1.13 | 0 | 0
| 5787 | 0.022222 | 3.228 | 0 | 23.8 | 0 | 23.8 | 1.0042 | 0 | 0.022222 | 3 | 12 | 20% | 0 | 0 | 0 | 0 | 0.02 | 0 | 0
| 5788 | 0.022222 | 3.228 | 0 | 23.9 | 0 | 23.9 | 1.0038 | 0 | 0.022222 | 2 | 12 | 20% | 0 | 0 | 0 | 0 | 0.02 | 0 | 0
| 5789 | 0.022222 | 3.228 | 0 | 24.2 | 0 | 24.2 | 1.0028 | 0 | 0.022222 | 1 | 12 | 20% | 0 | 0 | 0 | 0 | 0.02 | 0 | 0
| 5790 | 0.022222 | 3.228 | 0 | 24.4 | 0 | 24.4 | 1.0021 | 0 | 0.022222 | 0 | 12 | 20% | 0 | 0 | 0 | 0 | 0.02 | 0 | 0
| 5791 | 0.022222 | 3.228 | 16 | 24.7 | 15.4548 | 25.7 | 0.99755 | 0.30834 | -0.28612 | 0 | 12 | 20% | 0 | 0 | 0 | 0 | 0 | 0 | 0
| 5792 | 0.66667 | 3.228 | 139 | 26.4 | 134.2637 | 35.0875 | 0.96469 | 2.5905 | -1.9238 | 0 | 12.2714 | 20.45% | 1 | 1 | 0.8 | 0 | 0 | 0 | 0
| 5793 | 0.77778 | 3.228 | 293 | 28.2 | 283.0163 | 46.5125 | 0.92471 | 5.2341 | -4.4564 | 0 | 14.0965 | 23.49% | 1 | 0 | 0 | 0 | 0 | 0 | 0
| 5794 | 1.0444 | 3.228 | 431 | 29.9 | 416.314 | 56.8375 | 0.88857 | 7.3985 | -6.354 | 0 | 18.3242 | 30.54% | 1 | 0 | 0 | 0 | 0 | 0 | 0
| 5795 | 1.0444 | 3.228 | 533 | 29.9 | 514.8385 | 63.2125 | 0.86626 | 8.9196 | -7.8752 | 0 | 24.3521 | 40.59% | 1 | 0 | 0 | 0 | 0 | 0 | 0
| 5796 | 1.6 | 3.228 | 594 | 30 | 573.7599 | 67.125 | 0.85256 | 9.7833 | -8.1833 | 0 | 31.8232 | 53.04% | 1 | 0 | 0 | 0 | 0 | 0 | 0
| 5797 | 1.3778 | 3.228 | 607 | 30 | 586.317 | 67.9375 | 0.84972 | 9.9641 | -8.5863 | 0 | 39.5866 | 65.98% | 1 | 0 | 0 | 0 | 0 | 0 | 0
| 5798 | 1.1111 | 3.228 | 717 | 30.5 | 692.5688 | 75.3125 | 0.82391 | 11.4122 | -10.3011 | 0 | 47.7323 | 79.55% | 1 | 0 | 0 | 0 | 0 | 0 | 0
| 5799 | 1.1111 | 3.228 | 709 | 31 | 684.8414 | 75.3125 | 0.82391 | 11.2849 | -10.1738 | 0 | 57.5048 | 95.84% | 1 | 0 | 0 | 7.54 | 0 | 0 | 0
| 5800 | 1 | 3.228 | 589 | 31.5 | 568.9303 | 68.3125 | 0.84841 | 9.6537 | -8.6537 | 0 | 60 | 100% | 1 | 0 | 0 | 8.65 | 0 | 0 | 0
| 5801 | 0.44444 | 3.228 | 351 | 30.8 | 339.04 | 52.7375 | 0.90292 | 6.1225 | -5.6781 | 0 | 60 | 100% | 0 | 0 | 0 | 5.68 | 0 | 0 | 0
| 5802 | 0.44444 | 3.228 | 121 | 30.1 | 116.877 | 37.6625 | 0.95568 | 2.2339 | -1.7895 | 0 | 60 | 100% | 0 | 0 | 0 | 1.79 | 0 | 0 | 0
| 5803 | 7.7444 | 7.7444 | 7 | 29.4 | 6.7615 | 29.8375 | 0.98307 | 0.13294 | 7.6115 | 11 | 60 | 100% | 0 | 0 | 0 | 0 | 0 | 0 | 0
| 5804 | 8.9667 | 8.9667 | 0 | 29.2 | 0 | 29.2 | 0.9853 | 0 | 8.9667 | 10 | 51.9768 | 86.63% | 0 | 0 | 0 | 0 | 0 | 0 | 0
| 5805 | 8.9667 | 8.9667 | 0 | 28.9 | 0 | 28.9 | 0.98635 | 0 | 8.9667 | 9 | 42.5251 | 70.88% | 0 | 0 | 0 | 0 | 0 | 0 | 0
| 5806 | 8.9667 | 8.9667 | 0 | 28.7 | 0 | 28.7 | 0.98705 | 0 | 8.9667 | 8 | 33.0734 | 55.12% | 0 | 0 | 0 | 0 | 0 | 0 | 0
| 5807 | 7.3 | 7.3 | 0 | 28.3 | 0 | 28.3 | 0.98845 | 0 | 7.3 | 7 | 23.6217 | 39.37% | 0 | 0 | 0 | 0 | 0 | 0 | 0
| 5808 | 1.6889 | 3.228 | 0 | 28 | 0 | 28 | 0.9895 | 0 | 1.6889 | 6 | 15.9268 | 26.54% | 0 | 0 | 0 | 0 | 0 | 0 | 0
| 5809 | 1.1333 | 3.228 | 0 | 27.6 | 0 | 27.6 | 0.9909 | 0 | 1.1333 | 5 | 14.1466 | 23.58% | 0 | 0 | 0 | 0 | 0 | 0 | 0
| 5810 | 1.1333 | 3.228 | 0 | 27 | 0 | 27 | 0.993 | 0 | 1.1333 | 4 | 12.9519 | 21.59% | 0 | 0 | 0 | 0 | 0.23 | 0 | 0
| 5811 | 0.022222 | 3.228 | 0 | 26.3 | 0 | 26.3 | 0.99545 | 0 | 0.022222 | 3 | 12 | 20% | 0 | 0 | 0 | 0 | 0.02 | 0 | 0
| 5812 | 0.022222 | 3.228 | 0 | 25.7 | 0 | 25.7 | 0.99755 | 0 | 0.022222 | 2 | 12 | 20% | 0 | 0 | 0 | 0 | 0.02 | 0 | 0
| 5813 | 0.022222 | 3.228 | 0 | 26.1 | 0 | 26.1 | 0.99615 | 0 | 0.022222 | 1 | 12 | 20% | 0 | 0 | 0 | 0 | 0.02 | 0 | 0
| 5814 | 0.022222 | 3.228 | 0 | 26.5 | 0 | 26.5 | 0.99475 | 0 | 0.022222 | 0 | 12 | 20% | 0 | 0 | 0 | 0 | 0.02 | 0 | 0
| 5815 | 0.022222 | 3.228 | 11 | 26.9 | 10.6252 | 27.5875 | 0.99094 | 0.21058 | -0.18836 | 0 | 12 | 20% | 0 | 0 | 0 | 0 | 0 | 0 | 0
| 5816 | 0.66667 | 3.228 | 94 | 28.2 | 90.797 | 34.075 | 0.96824 | 1.7583 | -1.0916 | 0 | 12.1787 | 20.3% | 1 | 1 | 0.8 | 0 | 0 | 0 | 0
| 5817 | 0.77778 | 3.228 | 197 | 29.5 | 190.2874 | 41.8125 | 0.94116 | 3.5818 | -2.804 | 0 | 13.2143 | 22.02% | 1 | 0 | 0 | 0 | 0 | 0 | 0
| 5818 | 1.0444 | 3.228 | 289 | 30.8 | 279.1526 | 48.8625 | 0.91648 | 5.1168 | -4.0723 | 0 | 15.8744 | 26.46% | 1 | 0 | 0 | 0 | 0 | 0 | 0
| 5819 | 1.0444 | 3.228 | 421 | 31.3 | 406.6548 | 57.6125 | 0.88586 | 7.2048 | -6.1603 | 0 | 19.7377 | 32.9% | 1 | 0 | 0 | 0 | 0 | 0 | 0
| 5820 | 1.6 | 3.228 | 534 | 31.8 | 515.8044 | 65.175 | 0.85939 | 8.8655 | -7.2655 | 0 | 25.5819 | 42.64% | 1 | 0 | 0 | 0 | 0 | 0 | 0
| 5821 | 1.3778 | 3.228 | 608 | 32.3 | 587.2829 | 70.3 | 0.84145 | 9.8834 | -8.5056 | 0 | 32.4746 | 54.12% | 1 | 0 | 0 | 0 | 0 | 0 | 0
| 5822 | 1.1111 | 3.228 | 547 | 32.6 | 528.3614 | 66.7875 | 0.85374 | 9.0217 | -7.9106 | 0 | 40.5437 | 67.57% | 1 | 0 | 0 | 0 | 0 | 0 | 0
| 5823 | 1.1111 | 3.228 | 448 | 32.8 | 432.7348 | 60.8 | 0.8747 | 7.5703 | -6.4592 | 0 | 48.0484 | 80.08% | 1 | 0 | 0 | 0 | 0 | 0 | 0
| 5824 | 1 | 3.228 | 322 | 33.1 | 311.0281 | 53.225 | 0.90121 | 5.606 | -4.606 | 0 | 54.1761 | 90.29% | 1 | 0 | 0 | 0 | 0 | 0 | 0
| 5825 | 0.44444 | 3.228 | 185 | 30.9 | 178.6963 | 42.4625 | 0.93888 | 3.3555 | -2.911 | 0 | 58.5457 | 97.58% | 1 | 0 | 0 | 1.38 | 0 | 0 | 0
| 5826 | 0.44444 | 3.228 | 61 | 28.6 | 58.9215 | 32.4125 | 0.97406 | 1.1479 | -0.70341 | 0 | 60 | 100% | 1 | 0 | 0 | 0.7 | 0 | 0 | 0
| 5827 | 7.7444 | 7.7444 | 3 | 26.5 | 2.8978 | 26.6875 | 0.99409 | 0.057613 | 7.6868 | 11 | 60 | 100% | 0 | 0 | 0 | 0 | 0 | 0 | 0
| 5828 | 8.9667 | 8.9667 | 0 | 26.6 | 0 | 26.6 | 0.9944 | 0 | 8.9667 | 10 | 51.8974 | 86.5% | 0 | 0 | 0 | 0 | 0 | 0 | 0
| 5829 | 8.9667 | 8.9667 | 0 | 26.7 | 0 | 26.7 | 0.99405 | 0 | 8.9667 | 9 | 42.4457 | 70.74% | 0 | 0 | 0 | 0 | 0 | 0 | 0
| 5830 | 8.9667 | 8.9667 | 0 | 26.8 | 0 | 26.8 | 0.9937 | 0 | 8.9667 | 8 | 32.994 | 54.99% | 0 | 0 | 0 | 0 | 0 | 0 | 0
| 5831 | 7.3 | 7.3 | 0 | 26.9 | 0 | 26.9 | 0.99335 | 0 | 7.3 | 7 | 23.5423 | 39.24% | 0 | 0 | 0 | 0 | 0 | 0 | 0
| 5832 | 1.6889 | 3.228 | 0 | 26.9 | 0 | 26.9 | 0.99335 | 0 | 1.6889 | 6 | 15.8474 | 26.41% | 0 | 0 | 0 | 0 | 0 | 0 | 0
| 5833 | 1.1333 | 3.228 | 0 | 26.9 | 0 | 26.9 | 0.99335 | 0 | 1.1333 | 5 | 14.0672 | 23.45% | 0 | 0 | 0 | 0 | 0 | 0 | 0
| 5834 | 1.1333 | 3.228 | 0 | 26.8 | 0 | 26.8 | 0.9937 | 0 | 1.1333 | 4 | 12.8725 | 21.45% | 0 | 0 | 0 | 0 | 0.31 | 0 | 0
| 5835 | 0.022222 | 3.228 | 0 | 26.7 | 0 | 26.7 | 0.99405 | 0 | 0.022222 | 3 | 12 | 20% | 0 | 0 | 0 | 0 | 0.02 | 0 | 0
| 5836 | 0.022222 | 3.228 | 0 | 26.6 | 0 | 26.6 | 0.9944 | 0 | 0.022222 | 2 | 12 | 20% | 0 | 0 | 0 | 0 | 0.02 | 0 | 0
| 5837 | 0.022222 | 3.228 | 0 | 26.5 | 0 | 26.5 | 0.99475 | 0 | 0.022222 | 1 | 12 | 20% | 0 | 0 | 0 | 0 | 0.02 | 0 | 0
| 5838 | 0.022222 | 3.228 | 0 | 26.5 | 0 | 26.5 | 0.99475 | 0 | 0.022222 | 0 | 12 | 20% | 0 | 0 | 0 | 0 | 0.02 | 0 | 0
| 5839 | 0.022222 | 3.228 | 20 | 26.6 | 19.3185 | 27.85 | 0.99003 | 0.38252 | -0.36029 | 0 | 12 | 20% | 0 | 0 | 0 | 0 | 0 | 0 | 0
| 5840 | 0.66667 | 3.228 | 183 | 27.7 | 176.7644 | 39.1375 | 0.95052 | 3.3604 | -2.6937 | 0 | 12.3418 | 20.57% | 1 | 1 | 0.8 | 0 | 0 | 0 | 0
| 5841 | 0.77778 | 3.228 | 401 | 28.8 | 387.3363 | 53.8625 | 0.89898 | 6.9642 | -6.1864 | 0 | 14.8973 | 24.83% | 1 | 0 | 0 | 0 | 0 | 0 | 0
| 5842 | 1.0444 | 3.228 | 612 | 29.9 | 591.1466 | 68.15 | 0.84898 | 10.0374 | -8.9929 | 0 | 20.7662 | 34.61% | 1 | 0 | 0 | 0 | 0 | 0 | 0
| 5843 | 1.0444 | 3.228 | 759 | 31.3 | 733.1377 | 78.7375 | 0.81192 | 11.905 | -10.8605 | 0 | 29.2976 | 48.83% | 1 | 0 | 0 | 0.1 | 0 | 0 | 0
| 5844 | 1.6 | 3.228 | 846 | 32.7 | 817.1732 | 85.575 | 0.78799 | 12.8784 | -11.2784 | 0 | 39.5055 | 65.84% | 1 | 0 | 0 | 0.52 | 0 | 0 | 0
| 5845 | 1.3778 | 3.228 | 866 | 34.1 | 836.4918 | 88.225 | 0.77871 | 13.0277 | -11.65 | 0 | 49.7133 | 82.86% | 1 | 0 | 0 | 0.89 | 0 | 0 | 0
| 5846 | 1.1111 | 3.228 | 715 | 31.6 | 690.637 | 76.2875 | 0.82049 | 11.3333 | -10.2222 | 0 | 59.9211 | 99.87% | 1 | 0 | 0 | 10.14 | 0 | 0 | 0
| 5847 | 1.1111 | 3.228 | 495 | 29 | 478.1333 | 59.9375 | 0.87772 | 8.3933 | -7.2822 | 0 | 60 | 100% | 1 | 0 | 0 | 7.28 | 0 | 0 | 0
| 5848 | 1 | 3.228 | 254 | 26.5 | 245.3452 | 42.375 | 0.93919 | 4.6085 | -3.6085 | 0 | 60 | 100% | 0 | 0 | 0 | 3.61 | 0 | 0 | 0
| 5849 | 0.44444 | 3.228 | 183 | 26.3 | 176.7644 | 37.7375 | 0.95542 | 3.3777 | -2.9332 | 0 | 60 | 100% | 0 | 0 | 0 | 2.93 | 0 | 0 | 0
| 5850 | 0.44444 | 3.228 | 74 | 26.1 | 71.4785 | 30.725 | 0.97996 | 1.4009 | -0.95648 | 0 | 60 | 100% | 0 | 0 | 0 | 0.96 | 0 | 0 | 0
| 5851 | 7.7444 | 7.7444 | 4 | 25.9 | 3.8637 | 26.15 | 0.99598 | 0.076963 | 7.6675 | 11 | 60 | 100% | 0 | 0 | 0 | 0 | 0 | 0 | 0
| 5852 | 8.9667 | 8.9667 | 0 | 25.8 | 0 | 25.8 | 0.9972 | 0 | 8.9667 | 10 | 51.9178 | 86.53% | 0 | 0 | 0 | 0 | 0 | 0 | 0
| 5853 | 8.9667 | 8.9667 | 0 | 25.7 | 0 | 25.7 | 0.99755 | 0 | 8.9667 | 9 | 42.4661 | 70.78% | 0 | 0 | 0 | 0 | 0 | 0 | 0
| 5854 | 8.9667 | 8.9667 | 0 | 25.6 | 0 | 25.6 | 0.9979 | 0 | 8.9667 | 8 | 33.0144 | 55.02% | 0 | 0 | 0 | 0 | 0 | 0 | 0
| 5855 | 7.3 | 7.3 | 0 | 25.4 | 0 | 25.4 | 0.9986 | 0 | 7.3 | 7 | 23.5627 | 39.27% | 0 | 0 | 0 | 0 | 0 | 0 | 0
| 5856 | 1.6889 | 3.228 | 0 | 25.3 | 0 | 25.3 | 0.99895 | 0 | 1.6889 | 6 | 15.8678 | 26.45% | 0 | 0 | 0 | 0 | 0 | 0 | 0
| 5857 | 1.1333 | 3.228 | 0 | 25.1 | 0 | 25.1 | 0.99965 | 0 | 1.1333 | 5 | 14.0876 | 23.48% | 0 | 0 | 0 | 0 | 0 | 0 | 0
| 5858 | 1.1333 | 3.228 | 0 | 25.1 | 0 | 25.1 | 0.99965 | 0 | 1.1333 | 4 | 12.8929 | 21.49% | 0 | 0 | 0 | 0 | 0.29 | 0 | 0
| 5859 | 0.022222 | 3.228 | 0 | 25.2 | 0 | 25.2 | 0.9993 | 0 | 0.022222 | 3 | 12 | 20% | 0 | 0 | 0 | 0 | 0.02 | 0 | 0
| 5860 | 0.022222 | 3.228 | 0 | 25.2 | 0 | 25.2 | 0.9993 | 0 | 0.022222 | 2 | 12 | 20% | 0 | 0 | 0 | 0 | 0.02 | 0 | 0
| 5861 | 0.022222 | 3.228 | 0 | 25.8 | 0 | 25.8 | 0.9972 | 0 | 0.022222 | 1 | 12 | 20% | 0 | 0 | 0 | 0 | 0.02 | 0 | 0
| 5862 | 0.022222 | 3.228 | 0 | 26.3 | 0 | 26.3 | 0.99545 | 0 | 0.022222 | 0 | 12 | 20% | 0 | 0 | 0 | 0 | 0.02 | 0 | 0
| 5863 | 0.022222 | 3.228 | 13 | 26.9 | 12.557 | 27.7125 | 0.99051 | 0.24876 | -0.22653 | 0 | 12 | 20% | 0 | 0 | 0 | 0 | 0 | 0 | 0
| 5864 | 0.66667 | 3.228 | 125 | 27.5 | 120.7407 | 35.3125 | 0.96391 | 2.3277 | -1.661 | 0 | 12.2149 | 20.36% | 1 | 1 | 0.8 | 0 | 0 | 0 | 0
| 5865 | 0.77778 | 3.228 | 278 | 28 | 268.5274 | 45.375 | 0.92869 | 4.9876 | -4.2098 | 0 | 13.7907 | 22.98% | 1 | 0 | 0 | 0 | 0 | 0 | 0
| 5866 | 1.0444 | 3.228 | 428 | 28.6 | 413.4163 | 55.35 | 0.89377 | 7.39 | -6.3456 | 0 | 17.7844 | 29.64% | 1 | 0 | 0 | 0 | 0 | 0 | 0
| 5867 | 1.0444 | 3.228 | 531 | 28.2 | 512.9066 | 61.3875 | 0.87264 | 8.9517 | -7.9073 | 0 | 23.8044 | 39.67% | 1 | 0 | 0 | 0 | 0 | 0 | 0
| 5868 | 1.6 | 3.228 | 592 | 27.8 | 571.8281 | 64.8 | 0.8607 | 9.8434 | -8.2434 | 0 | 31.3058 | 52.18% | 1 | 0 | 0 | 0 | 0 | 0 | 0
| 5869 | 1.3778 | 3.228 | 606 | 27.4 | 585.3511 | 65.275 | 0.85904 | 10.0568 | -8.679 | 0 | 39.1263 | 65.21% | 1 | 0 | 0 | 0 | 0 | 0 | 0
| 5870 | 1.1111 | 3.228 | 572 | 28.4 | 552.5096 | 64.15 | 0.86297 | 9.536 | -8.4249 | 0 | 47.3599 | 78.93% | 1 | 0 | 0 | 0 | 0 | 0 | 0
| 5871 | 1.1111 | 3.228 | 493 | 29.3 | 476.2014 | 60.1125 | 0.87711 | 8.3536 | -7.2425 | 0 | 55.3525 | 92.25% | 1 | 0 | 0 | 2.34 | 0 | 0 | 0
| 5872 | 1 | 3.228 | 375 | 30.3 | 362.2222 | 53.7375 | 0.89942 | 6.5158 | -5.5158 | 0 | 60 | 100% | 1 | 0 | 0 | 5.52 | 0 | 0 | 0
| 5873 | 0.44444 | 3.228 | 207 | 29 | 199.9466 | 41.9375 | 0.94072 | 3.7619 | -3.3174 | 0 | 60 | 100% | 0 | 0 | 0 | 3.32 | 0 | 0 | 0
| 5874 | 0.44444 | 3.228 | 64 | 27.7 | 61.8193 | 31.7 | 0.97655 | 1.2074 | -0.76295 | 0 | 60 | 100% | 0 | 0 | 0 | 0.76 | 0 | 0 | 0
| 5875 | 7.7444 | 7.7444 | 3 | 26.4 | 2.8978 | 26.5875 | 0.99444 | 0.057634 | 7.6868 | 11 | 60 | 100% | 0 | 0 | 0 | 0 | 0 | 0 | 0
| 5876 | 8.9667 | 8.9667 | 0 | 25.8 | 0 | 25.8 | 0.9972 | 0 | 8.9667 | 10 | 51.8974 | 86.5% | 0 | 0 | 0 | 0 | 0 | 0 | 0
| 5877 | 8.9667 | 8.9667 | 0 | 25.2 | 0 | 25.2 | 0.9993 | 0 | 8.9667 | 9 | 42.4457 | 70.74% | 0 | 0 | 0 | 0 | 0 | 0 | 0
| 5878 | 8.9667 | 8.9667 | 0 | 24.6 | 0 | 24.6 | 1.0014 | 0 | 8.9667 | 8 | 32.994 | 54.99% | 0 | 0 | 0 | 0 | 0 | 0 | 0
| 5879 | 7.3 | 7.3 | 0 | 24.5 | 0 | 24.5 | 1.0017 | 0 | 7.3 | 7 | 23.5423 | 39.24% | 0 | 0 | 0 | 0 | 0 | 0 | 0
| 5880 | 1.6889 | 3.228 | 0 | 24.4 | 0 | 24.4 | 1.0021 | 0 | 1.6889 | 6 | 15.8474 | 26.41% | 0 | 0 | 0 | 0 | 0 | 0 | 0
| 5881 | 1.1333 | 3.228 | 0 | 24.4 | 0 | 24.4 | 1.0021 | 0 | 1.1333 | 5 | 14.0672 | 23.45% | 0 | 0 | 0 | 0 | 0 | 0 | 0
| 5882 | 1.1333 | 3.228 | 0 | 24.5 | 0 | 24.5 | 1.0017 | 0 | 1.1333 | 4 | 12.8725 | 21.45% | 0 | 0 | 0 | 0 | 0.31 | 0 | 0
| 5883 | 0.022222 | 3.228 | 0 | 24.6 | 0 | 24.6 | 1.0014 | 0 | 0.022222 | 3 | 12 | 20% | 0 | 0 | 0 | 0 | 0.02 | 0 | 0
| 5884 | 0.022222 | 3.228 | 0 | 24.7 | 0 | 24.7 | 1.001 | 0 | 0.022222 | 2 | 12 | 20% | 0 | 0 | 0 | 0 | 0.02 | 0 | 0
| 5885 | 0.022222 | 3.228 | 0 | 25.1 | 0 | 25.1 | 0.99965 | 0 | 0.022222 | 1 | 12 | 20% | 0 | 0 | 0 | 0 | 0.02 | 0 | 0
| 5886 | 0.022222 | 3.228 | 0 | 25.4 | 0 | 25.4 | 0.9986 | 0 | 0.022222 | 0 | 12 | 20% | 0 | 0 | 0 | 0 | 0.02 | 0 | 0
| 5887 | 0.022222 | 3.228 | 20 | 25.8 | 19.3185 | 27.05 | 0.99282 | 0.3836 | -0.36138 | 0 | 12 | 20% | 0 | 0 | 0 | 0 | 0 | 0 | 0
| 5888 | 0.66667 | 3.228 | 183 | 27.4 | 176.7644 | 38.8375 | 0.95157 | 3.3641 | -2.6974 | 0 | 12.3428 | 20.57% | 1 | 1 | 0.8 | 0 | 0 | 0 | 0
| 5889 | 0.77778 | 3.228 | 402 | 28.9 | 388.3022 | 54.025 | 0.89841 | 6.9771 | -6.1993 | 0 | 14.9018 | 24.84% | 1 | 0 | 0 | 0 | 0 | 0 | 0
| 5890 | 1.0444 | 3.228 | 613 | 30.5 | 592.1125 | 68.8125 | 0.84666 | 10.0263 | -8.9819 | 0 | 20.783 | 34.64% | 1 | 0 | 0 | 0 | 0 | 0 | 0
| 5891 | 1.0444 | 3.228 | 732 | 31.1 | 707.0577 | 76.85 | 0.81852 | 11.5749 | -10.5304 | 0 | 29.304 | 48.84% | 1 | 0 | 0 | 0 | 0 | 0 | 0
| 5892 | 1.6 | 3.228 | 780 | 31.7 | 753.4221 | 80.45 | 0.80593 | 12.144 | -10.544 | 0 | 39.294 | 65.49% | 1 | 0 | 0 | 0 | 0 | 0 | 0
| 5893 | 1.3778 | 3.228 | 758 | 32.3 | 732.1718 | 79.675 | 0.80864 | 11.8412 | -10.4635 | 0 | 49.297 | 82.16% | 1 | 0 | 0 | 0 | 0 | 0 | 0
| 5894 | 1.1111 | 3.228 | 672 | 32.4 | 649.1022 | 74.4 | 0.8271 | 10.7374 | -9.6263 | 0 | 59.2235 | 98.71% | 1 | 0 | 0 | 8.81 | 0 | 0 | 0
| 5895 | 1.1111 | 3.228 | 538 | 32.5 | 519.6681 | 66.125 | 0.85606 | 8.8974 | -7.7863 | 0 | 60 | 100% | 1 | 0 | 0 | 7.79 | 0 | 0 | 0
| 5896 | 1 | 3.228 | 374 | 32.6 | 361.2563 | 55.975 | 0.89159 | 6.4418 | -5.4418 | 0 | 60 | 100% | 0 | 0 | 0 | 5.44 | 0 | 0 | 0
| 5897 | 0.44444 | 3.228 | 205 | 30.3 | 198.0148 | 43.1125 | 0.93661 | 3.7092 | -3.2648 | 0 | 60 | 100% | 0 | 0 | 0 | 3.26 | 0 | 0 | 0
| 5898 | 0.44444 | 3.228 | 62 | 28 | 59.8874 | 31.875 | 0.97594 | 1.1689 | -0.72448 | 0 | 60 | 100% | 0 | 0 | 0 | 0.72 | 0 | 0 | 0
| 5899 | 7.7444 | 7.7444 | 3 | 27.8 | 2.8978 | 27.9875 | 0.98954 | 0.05735 | 7.6871 | 11 | 60 | 100% | 0 | 0 | 0 | 0 | 0 | 0 | 0
| 5900 | 8.9667 | 8.9667 | 0 | 27.5 | 0 | 27.5 | 0.99125 | 0 | 8.9667 | 10 | 51.8971 | 86.5% | 0 | 0 | 0 | 0 | 0 | 0 | 0
| 5901 | 8.9667 | 8.9667 | 0 | 27.3 | 0 | 27.3 | 0.99195 | 0 | 8.9667 | 9 | 42.4454 | 70.74% | 0 | 0 | 0 | 0 | 0 | 0 | 0
| 5902 | 8.9667 | 8.9667 | 0 | 27 | 0 | 27 | 0.993 | 0 | 8.9667 | 8 | 32.9937 | 54.99% | 0 | 0 | 0 | 0 | 0 | 0 | 0
| 5903 | 7.3 | 7.3 | 0 | 26.8 | 0 | 26.8 | 0.9937 | 0 | 7.3 | 7 | 23.542 | 39.24% | 0 | 0 | 0 | 0 | 0 | 0 | 0
| 5904 | 1.6889 | 3.228 | 0 | 26.7 | 0 | 26.7 | 0.99405 | 0 | 1.6889 | 6 | 15.8471 | 26.41% | 0 | 0 | 0 | 0 | 0 | 0 | 0
| 5905 | 1.1333 | 3.228 | 0 | 26.5 | 0 | 26.5 | 0.99475 | 0 | 1.1333 | 5 | 14.0669 | 23.44% | 0 | 0 | 0 | 0 | 0 | 0 | 0
| 5906 | 1.1333 | 3.228 | 0 | 26.5 | 0 | 26.5 | 0.99475 | 0 | 1.1333 | 4 | 12.8722 | 21.45% | 0 | 0 | 0 | 0 | 0.31 | 0 | 0
| 5907 | 0.022222 | 3.228 | 0 | 26.5 | 0 | 26.5 | 0.99475 | 0 | 0.022222 | 3 | 12 | 20% | 0 | 0 | 0 | 0 | 0.02 | 0 | 0
| 5908 | 0.022222 | 3.228 | 0 | 26.5 | 0 | 26.5 | 0.99475 | 0 | 0.022222 | 2 | 12 | 20% | 0 | 0 | 0 | 0 | 0.02 | 0 | 0
| 5909 | 0.022222 | 3.228 | 0 | 26.5 | 0 | 26.5 | 0.99475 | 0 | 0.022222 | 1 | 12 | 20% | 0 | 0 | 0 | 0 | 0.02 | 0 | 0
| 5910 | 0.022222 | 3.228 | 0 | 26.5 | 0 | 26.5 | 0.99475 | 0 | 0.022222 | 0 | 12 | 20% | 0 | 0 | 0 | 0 | 0.02 | 0 | 0
| 5911 | 0.022222 | 3.228 | 16 | 26.5 | 15.4548 | 27.5 | 0.99125 | 0.30639 | -0.28417 | 0 | 12 | 20% | 0 | 0 | 0 | 0 | 0 | 0 | 0
| 5912 | 0.66667 | 3.228 | 152 | 27.8 | 146.8207 | 37.3 | 0.95695 | 2.81 | -2.1433 | 0 | 12.2696 | 20.45% | 1 | 1 | 0.8 | 0 | 0 | 0 | 0
| 5913 | 0.77778 | 3.228 | 344 | 29.2 | 332.2785 | 50.7 | 0.91005 | 6.0478 | -5.27 | 0 | 14.3029 | 23.84% | 1 | 0 | 0 | 0 | 0 | 0 | 0
| 5914 | 1.0444 | 3.228 | 537 | 30.5 | 518.7022 | 64.0625 | 0.86328 | 8.9557 | -7.9113 | 0 | 19.3025 | 32.17% | 1 | 0 | 0 | 0 | 0 | 0 | 0
| 5915 | 1.0444 | 3.228 | 665 | 30.9 | 642.3407 | 72.4625 | 0.83388 | 10.7127 | -9.6683 | 0 | 26.8078 | 44.68% | 1 | 0 | 0 | 0 | 0 | 0 | 0
| 5916 | 1.6 | 3.228 | 741 | 31.2 | 715.751 | 77.5125 | 0.81621 | 11.684 | -10.084 | 0 | 35.9799 | 59.97% | 1 | 0 | 0 | 0 | 0 | 0 | 0
| 5917 | 1.3778 | 3.228 | 758 | 31.6 | 732.1718 | 78.975 | 0.81109 | 11.8771 | -10.4993 | 0 | 45.5465 | 75.91% | 1 | 0 | 0 | 0 | 0 | 0 | 0
| 5918 | 1.1111 | 3.228 | 671 | 31.1 | 648.1362 | 73.0375 | 0.83187 | 10.7833 | -9.6722 | 0 | 55.507 | 92.51% | 1 | 0 | 0 | 4.94 | 0 | 0 | 0
| 5919 | 1.1111 | 3.228 | 537 | 30.7 | 518.7022 | 64.2625 | 0.86258 | 8.9485 | -7.8373 | 0 | 60 | 100% | 1 | 0 | 0 | 7.84 | 0 | 0 | 0
| 5920 | 1 | 3.228 | 373 | 30.2 | 360.2903 | 53.5125 | 0.90021 | 6.4867 | -5.4867 | 0 | 60 | 100% | 0 | 0 | 0 | 5.49 | 0 | 0 | 0
| 5921 | 0.44444 | 3.228 | 226 | 29.7 | 218.2992 | 43.825 | 0.93411 | 4.0783 | -3.6339 | 0 | 60 | 100% | 0 | 0 | 0 | 3.63 | 0 | 0 | 0
| 5922 | 0.44444 | 3.228 | 77 | 29.3 | 74.3763 | 34.1125 | 0.96811 | 1.4401 | -0.99564 | 0 | 60 | 100% | 0 | 0 | 0 | 1 | 0 | 0 | 0
| 5923 | 7.7444 | 7.7444 | 4 | 28.8 | 3.8637 | 29.05 | 0.98582 | 0.076179 | 7.6683 | 11 | 60 | 100% | 0 | 0 | 0 | 0 | 0 | 0 | 0
| 5924 | 8.9667 | 8.9667 | 0 | 28.6 | 0 | 28.6 | 0.9874 | 0 | 8.9667 | 10 | 51.9169 | 86.53% | 0 | 0 | 0 | 0 | 0 | 0 | 0
| 5925 | 8.9667 | 8.9667 | 0 | 28.4 | 0 | 28.4 | 0.9881 | 0 | 8.9667 | 9 | 42.4652 | 70.78% | 0 | 0 | 0 | 0 | 0 | 0 | 0
| 5926 | 8.9667 | 8.9667 | 0 | 28.2 | 0 | 28.2 | 0.9888 | 0 | 8.9667 | 8 | 33.0135 | 55.02% | 0 | 0 | 0 | 0 | 0 | 0 | 0
| 5927 | 7.3 | 7.3 | 0 | 27.8 | 0 | 27.8 | 0.9902 | 0 | 7.3 | 7 | 23.5618 | 39.27% | 0 | 0 | 0 | 0 | 0 | 0 | 0
| 5928 | 1.6889 | 3.228 | 0 | 27.5 | 0 | 27.5 | 0.99125 | 0 | 1.6889 | 6 | 15.867 | 26.44% | 0 | 0 | 0 | 0 | 0 | 0 | 0
| 5929 | 1.1333 | 3.228 | 0 | 27.1 | 0 | 27.1 | 0.99265 | 0 | 1.1333 | 5 | 14.0867 | 23.48% | 0 | 0 | 0 | 0 | 0 | 0 | 0
| 5930 | 1.1333 | 3.228 | 0 | 26.7 | 0 | 26.7 | 0.99405 | 0 | 1.1333 | 4 | 12.8921 | 21.49% | 0 | 0 | 0 | 0 | 0.29 | 0 | 0
| 5931 | 0.022222 | 3.228 | 0 | 26.4 | 0 | 26.4 | 0.9951 | 0 | 0.022222 | 3 | 12 | 20% | 0 | 0 | 0 | 0 | 0.02 | 0 | 0
| 5932 | 0.022222 | 3.228 | 0 | 26 | 0 | 26 | 0.9965 | 0 | 0.022222 | 2 | 12 | 20% | 0 | 0 | 0 | 0 | 0.02 | 0 | 0
| 5933 | 0.022222 | 3.228 | 0 | 26.1 | 0 | 26.1 | 0.99615 | 0 | 0.022222 | 1 | 12 | 20% | 0 | 0 | 0 | 0 | 0.02 | 0 | 0
| 5934 | 0.022222 | 3.228 | 0 | 26.1 | 0 | 26.1 | 0.99615 | 0 | 0.022222 | 0 | 12 | 20% | 0 | 0 | 0 | 0 | 0.02 | 0 | 0
| 5935 | 0.022222 | 3.228 | 16 | 26.2 | 15.4548 | 27.2 | 0.9923 | 0.30672 | -0.28449 | 0 | 12 | 20% | 0 | 0 | 0 | 0 | 0 | 0 | 0
| 5936 | 0.66667 | 3.228 | 152 | 27.5 | 146.8207 | 37 | 0.958 | 2.8131 | -2.1464 | 0 | 12.2699 | 20.45% | 1 | 1 | 0.8 | 0 | 0 | 0 | 0
| 5937 | 0.77778 | 3.228 | 344 | 28.7 | 332.2785 | 50.2 | 0.9118 | 6.0594 | -5.2817 | 0 | 14.3062 | 23.84% | 1 | 0 | 0 | 0 | 0 | 0 | 0
| 5938 | 1.0444 | 3.228 | 537 | 30 | 518.7022 | 63.5625 | 0.86503 | 8.9739 | -7.9294 | 0 | 19.3168 | 32.19% | 1 | 0 | 0 | 0 | 0 | 0 | 0
| 5939 | 1.0444 | 3.228 | 626 | 30.6 | 604.6696 | 69.725 | 0.84346 | 10.2003 | -9.1559 | 0 | 26.8393 | 44.73% | 1 | 0 | 0 | 0 | 0 | 0 | 0
| 5940 | 1.6 | 3.228 | 648 | 31.2 | 625.9199 | 71.7 | 0.83655 | 10.4723 | -8.8723 | 0 | 35.5253 | 59.21% | 1 | 0 | 0 | 0 | 0 | 0 | 0
| 5941 | 1.3778 | 3.228 | 607 | 31.8 | 586.317 | 69.7375 | 0.84342 | 9.8902 | -8.5124 | 0 | 43.9423 | 73.24% | 1 | 0 | 0 | 0 | 0 | 0 | 0
| 5942 | 1.1111 | 3.228 | 545 | 31.2 | 526.4296 | 65.2625 | 0.85908 | 9.0449 | -7.9338 | 0 | 52.0179 | 86.7% | 1 | 0 | 0 | 0 | 0 | 0 | 0
| 5943 | 1.1111 | 3.228 | 443 | 30.6 | 427.9051 | 58.2875 | 0.88349 | 7.561 | -6.4499 | 0 | 59.5446 | 99.24% | 1 | 0 | 0 | 5.97 | 0 | 0 | 0
| 5944 | 1 | 3.228 | 315 | 29.9 | 304.2666 | 49.5875 | 0.91394 | 5.5617 | -4.5617 | 0 | 60 | 100% | 1 | 0 | 0 | 4.56 | 0 | 0 | 0
| 5945 | 0.44444 | 3.228 | 178 | 29.3 | 171.9348 | 40.425 | 0.94601 | 3.253 | -2.8086 | 0 | 60 | 100% | 0 | 0 | 0 | 2.81 | 0 | 0 | 0
| 5946 | 0.44444 | 3.228 | 56 | 28.7 | 54.0918 | 32.2 | 0.9748 | 1.0546 | -0.61013 | 0 | 60 | 100% | 0 | 0 | 0 | 0.61 | 0 | 0 | 0
| 5947 | 7.7444 | 7.7444 | 2 | 28.1 | 1.9319 | 28.225 | 0.98871 | 0.038201 | 7.7062 | 11 | 60 | 100% | 0 | 0 | 0 | 0 | 0 | 0 | 0
| 5948 | 8.9667 | 8.9667 | 0 | 27.9 | 0 | 27.9 | 0.98985 | 0 | 8.9667 | 10 | 51.8769 | 86.46% | 0 | 0 | 0 | 0 | 0 | 0 | 0
| 5949 | 8.9667 | 8.9667 | 0 | 27.8 | 0 | 27.8 | 0.9902 | 0 | 8.9667 | 9 | 42.4252 | 70.71% | 0 | 0 | 0 | 0 | 0 | 0 | 0
| 5950 | 8.9667 | 8.9667 | 0 | 27.6 | 0 | 27.6 | 0.9909 | 0 | 8.9667 | 8 | 32.9735 | 54.96% | 0 | 0 | 0 | 0 | 0 | 0 | 0
| 5951 | 7.3 | 7.3 | 0 | 27.4 | 0 | 27.4 | 0.9916 | 0 | 7.3 | 7 | 23.5218 | 39.2% | 0 | 0 | 0 | 0 | 0 | 0 | 0
| 5952 | 1.6889 | 3.228 | 0 | 27.2 | 0 | 27.2 | 0.9923 | 0 | 1.6889 | 6 | 15.8269 | 26.38% | 0 | 0 | 0 | 0 | 0 | 0 | 0
| 5953 | 1.1333 | 3.228 | 0 | 27 | 0 | 27 | 0.993 | 0 | 1.1333 | 5 | 14.0467 | 23.41% | 0 | 0 | 0 | 0 | 0 | 0 | 0
| 5954 | 1.1333 | 3.228 | 0 | 26.6 | 0 | 26.6 | 0.9944 | 0 | 1.1333 | 4 | 12.8521 | 21.42% | 0 | 0 | 0 | 0 | 0.33 | 0 | 0
| 5955 | 0.022222 | 3.228 | 0 | 26.2 | 0 | 26.2 | 0.9958 | 0 | 0.022222 | 3 | 12 | 20% | 0 | 0 | 0 | 0 | 0.02 | 0 | 0
| 5956 | 0.022222 | 3.228 | 0 | 25.8 | 0 | 25.8 | 0.9972 | 0 | 0.022222 | 2 | 12 | 20% | 0 | 0 | 0 | 0 | 0.02 | 0 | 0
| 5957 | 0.022222 | 3.228 | 0 | 25.8 | 0 | 25.8 | 0.9972 | 0 | 0.022222 | 1 | 12 | 20% | 0 | 0 | 0 | 0 | 0.02 | 0 | 0
| 5958 | 0.022222 | 3.228 | 0 | 25.7 | 0 | 25.7 | 0.99755 | 0 | 0.022222 | 0 | 12 | 20% | 0 | 0 | 0 | 0 | 0.02 | 0 | 0
| 5959 | 0.022222 | 3.228 | 16 | 25.7 | 15.4548 | 26.7 | 0.99405 | 0.30726 | -0.28503 | 0 | 12 | 20% | 0 | 0 | 0 | 0 | 0 | 0 | 0
| 5960 | 0.66667 | 3.228 | 133 | 26.6 | 128.4681 | 34.9125 | 0.96531 | 2.4802 | -1.8136 | 0 | 12.2704 | 20.45% | 1 | 1 | 0.8 | 0 | 0 | 0 | 0
| 5961 | 0.77778 | 3.228 | 264 | 27.6 | 255.0044 | 44.1 | 0.93315 | 4.7591 | -3.9814 | 0 | 13.9909 | 23.32% | 1 | 0 | 0 | 0 | 0 | 0 | 0
| 5962 | 1.0444 | 3.228 | 365 | 28.5 | 352.5629 | 51.3125 | 0.90791 | 6.4019 | -5.3574 | 0 | 17.768 | 29.61% | 1 | 0 | 0 | 0 | 0 | 0 | 0
| 5963 | 1.0444 | 3.228 | 423 | 29.4 | 408.5866 | 55.8375 | 0.89207 | 7.2897 | -6.2453 | 0 | 22.8505 | 38.08% | 1 | 0 | 0 | 0 | 0 | 0 | 0
| 5964 | 1.6 | 3.228 | 436 | 30.4 | 421.1437 | 57.65 | 0.88572 | 7.4603 | -5.8603 | 0 | 28.7753 | 47.96% | 1 | 0 | 0 | 0 | 0 | 0 | 0
| 5965 | 1.3778 | 3.228 | 410 | 31.3 | 396.0296 | 56.925 | 0.88826 | 7.0356 | -5.6578 | 0 | 34.3349 | 57.22% | 1 | 0 | 0 | 0 | 0 | 0 | 0
| 5966 | 1.1111 | 3.228 | 386 | 31.4 | 372.8474 | 55.525 | 0.89316 | 6.6603 | -5.5492 | 0 | 39.7023 | 66.17% | 1 | 0 | 0 | 0 | 0 | 0 | 0
| 5967 | 1.1111 | 3.228 | 332 | 31.5 | 320.6874 | 52.25 | 0.90463 | 5.802 | -4.6909 | 0 | 44.9667 | 74.94% | 1 | 0 | 0 | 0 | 0 | 0 | 0
| 5968 | 1 | 3.228 | 251 | 31.6 | 242.4474 | 47.2875 | 0.92199 | 4.4707 | -3.4707 | 0 | 49.4169 | 82.36% | 1 | 0 | 0 | 0 | 0 | 0 | 0
| 5969 | 0.44444 | 3.228 | 151 | 31.2 | 145.8548 | 40.6375 | 0.94527 | 2.7574 | -2.313 | 0 | 52.7095 | 87.85% | 1 | 0 | 0 | 0 | 0 | 0 | 0
| 5970 | 0.44444 | 3.228 | 50 | 30.8 | 48.2963 | 33.925 | 0.96876 | 0.93575 | -0.49131 | 0 | 54.9038 | 91.51% | 1 | 0 | 0 | 0 | 0 | 0 | 0
| 5971 | 7.7444 | 7.7444 | 2 | 30.4 | 1.9319 | 30.525 | 0.98066 | 0.03789 | 7.7066 | 11 | 55.3699 | 92.28% | 1 | 0 | 0 | 0 | 0 | 0 | 0
| 5972 | 8.9667 | 8.9667 | 0 | 29.7 | 0 | 29.7 | 0.98355 | 0 | 8.9667 | 10 | 47.2465 | 78.74% | 0 | 0 | 0 | 0 | 0 | 0 | 0
| 5973 | 8.9667 | 8.9667 | 0 | 29.1 | 0 | 29.1 | 0.98565 | 0 | 8.9667 | 9 | 37.7948 | 62.99% | 0 | 0 | 0 | 0 | 0 | 0 | 0
| 5974 | 8.9667 | 8.9667 | 0 | 28.4 | 0 | 28.4 | 0.9881 | 0 | 8.9667 | 8 | 28.3431 | 47.24% | 0 | 0 | 0 | 0 | 0 | 0 | 0
| 5975 | 7.3 | 7.3 | 0 | 27.9 | 0 | 27.9 | 0.98985 | 0 | 7.3 | 7 | 18.8914 | 31.49% | 0 | 0 | 0 | 0 | 0.76 | 0 | 0
| 5976 | 1.6889 | 3.228 | 0 | 27.5 | 0 | 27.5 | 0.99125 | 0 | 1.6889 | 6 | 12 | 20% | 0 | 0 | 0 | 0 | 1.69 | 0 | 0
| 5977 | 1.1333 | 3.228 | 0 | 27 | 0 | 27 | 0.993 | 0 | 1.1333 | 5 | 12 | 20% | 0 | 0 | 0 | 0 | 1.13 | 0 | 0
| 5978 | 1.1333 | 3.228 | 0 | 26.7 | 0 | 26.7 | 0.99405 | 0 | 1.1333 | 4 | 12 | 20% | 0 | 0 | 0 | 0 | 1.13 | 0 | 0
| 5979 | 0.022222 | 3.228 | 0 | 26.3 | 0 | 26.3 | 0.99545 | 0 | 0.022222 | 3 | 12 | 20% | 0 | 0 | 0 | 0 | 0.02 | 0 | 0
| 5980 | 0.022222 | 3.228 | 0 | 26 | 0 | 26 | 0.9965 | 0 | 0.022222 | 2 | 12 | 20% | 0 | 0 | 0 | 0 | 0.02 | 0 | 0
| 5981 | 0.022222 | 3.228 | 0 | 25.9 | 0 | 25.9 | 0.99685 | 0 | 0.022222 | 1 | 12 | 20% | 0 | 0 | 0 | 0 | 0.02 | 0 | 0
| 5982 | 0.022222 | 3.228 | 0 | 25.9 | 0 | 25.9 | 0.99685 | 0 | 0.022222 | 0 | 12 | 20% | 0 | 0 | 0 | 0 | 0.02 | 0 | 0
| 5983 | 0.022222 | 3.228 | 23 | 25.8 | 22.2163 | 27.2375 | 0.99217 | 0.44085 | -0.41862 | 0 | 12 | 20% | 0 | 0 | 0 | 0 | 0 | 0 | 0
| 5984 | 0.66667 | 3.228 | 192 | 27.2 | 185.4578 | 39.2 | 0.9503 | 3.5248 | -2.8581 | 0 | 12.3971 | 20.66% | 1 | 1 | 0.8 | 0 | 0 | 0 | 0
| 5985 | 0.77778 | 3.228 | 386 | 28.6 | 372.8474 | 52.725 | 0.90296 | 6.7333 | -5.9556 | 0 | 15.1086 | 25.18% | 1 | 0 | 0 | 0 | 0 | 0 | 0
| 5986 | 1.0444 | 3.228 | 538 | 30 | 519.6681 | 63.625 | 0.86481 | 8.9883 | -7.9439 | 0 | 20.7586 | 34.6% | 1 | 0 | 0 | 0 | 0 | 0 | 0
| 5987 | 1.0444 | 3.228 | 626 | 30.9 | 604.6696 | 70.025 | 0.84241 | 10.1876 | -9.1432 | 0 | 28.2948 | 47.16% | 1 | 0 | 0 | 0 | 0 | 0 | 0
| 5988 | 1.6 | 3.228 | 648 | 31.7 | 625.9199 | 72.2 | 0.8348 | 10.4504 | -8.8504 | 0 | 36.9688 | 61.61% | 1 | 0 | 0 | 0 | 0 | 0 | 0
| 5989 | 1.3778 | 3.228 | 606 | 32.6 | 585.3511 | 70.475 | 0.84084 | 9.8437 | -8.4659 | 0 | 45.3649 | 75.61% | 1 | 0 | 0 | 0 | 0 | 0 | 0
| 5990 | 1.1111 | 3.228 | 571 | 32.8 | 551.5436 | 68.4875 | 0.84779 | 9.3519 | -8.2408 | 0 | 53.3964 | 88.99% | 1 | 0 | 0 | 1.28 | 0 | 0 | 0
| 5991 | 1.1111 | 3.228 | 490 | 33 | 473.3037 | 63.625 | 0.86481 | 8.1864 | -7.0753 | 0 | 60 | 100% | 1 | 0 | 0 | 7.08 | 0 | 0 | 0
| 5992 | 1 | 3.228 | 370 | 33.2 | 357.3926 | 56.325 | 0.89036 | 6.3642 | -5.3642 | 0 | 60 | 100% | 0 | 0 | 0 | 5.36 | 0 | 0 | 0
| 5993 | 0.44444 | 3.228 | 199 | 30.6 | 192.2192 | 43.0375 | 0.93687 | 3.6017 | -3.1572 | 0 | 60 | 100% | 0 | 0 | 0 | 3.16 | 0 | 0 | 0
| 5994 | 0.44444 | 3.228 | 57 | 28 | 55.0578 | 31.5625 | 0.97703 | 1.0759 | -0.63142 | 0 | 60 | 100% | 0 | 0 | 0 | 0.63 | 0 | 0 | 0
| 5995 | 7.7444 | 7.7444 | 2 | 25.4 | 1.9319 | 25.525 | 0.99816 | 0.038566 | 7.7059 | 11 | 60 | 100% | 0 | 0 | 0 | 0 | 0 | 0 | 0
| 5996 | 8.9667 | 8.9667 | 0 | 25.5 | 0 | 25.5 | 0.99825 | 0 | 8.9667 | 10 | 51.8773 | 86.46% | 0 | 0 | 0 | 0 | 0 | 0 | 0
| 5997 | 8.9667 | 8.9667 | 0 | 25.7 | 0 | 25.7 | 0.99755 | 0 | 8.9667 | 9 | 42.4256 | 70.71% | 0 | 0 | 0 | 0 | 0 | 0 | 0
| 5998 | 8.9667 | 8.9667 | 0 | 25.8 | 0 | 25.8 | 0.9972 | 0 | 8.9667 | 8 | 32.9739 | 54.96% | 0 | 0 | 0 | 0 | 0 | 0 | 0
| 5999 | 7.3 | 7.3 | 0 | 25.5 | 0 | 25.5 | 0.99825 | 0 | 7.3 | 7 | 23.5222 | 39.2% | 0 | 0 | 0 | 0 | 0 | 0 | 0
| 6000 | 1.6889 | 3.228 | 0 | 25.1 | 0 | 25.1 | 0.99965 | 0 | 1.6889 | 6 | 15.8273 | 26.38% | 0 | 0 | 0 | 0 | 0 | 0 | 0
| 6001 | 1.1333 | 3.228 | 0 | 24.8 | 0 | 24.8 | 1.0007 | 0 | 1.1333 | 5 | 14.0471 | 23.41% | 0 | 0 | 0 | 0 | 0 | 0 | 0
| 6002 | 1.1333 | 3.228 | 0 | 24.5 | 0 | 24.5 | 1.0017 | 0 | 1.1333 | 4 | 12.8524 | 21.42% | 0 | 0 | 0 | 0 | 0.32 | 0 | 0
| 6003 | 0.022222 | 3.228 | 0 | 24.3 | 0 | 24.3 | 1.0025 | 0 | 0.022222 | 3 | 12 | 20% | 0 | 0 | 0 | 0 | 0.02 | 0 | 0
| 6004 | 0.022222 | 3.228 | 0 | 24 | 0 | 24 | 1.0035 | 0 | 0.022222 | 2 | 12 | 20% | 0 | 0 | 0 | 0 | 0.02 | 0 | 0
| 6005 | 0.022222 | 3.228 | 0 | 24.2 | 0 | 24.2 | 1.0028 | 0 | 0.022222 | 1 | 12 | 20% | 0 | 0 | 0 | 0 | 0.02 | 0 | 0
| 6006 | 0.022222 | 3.228 | 0 | 24.3 | 0 | 24.3 | 1.0025 | 0 | 0.022222 | 0 | 12 | 20% | 0 | 0 | 0 | 0 | 0.02 | 0 | 0
| 6007 | 0.022222 | 3.228 | 11 | 24.5 | 10.6252 | 25.1875 | 0.99934 | 0.21236 | -0.19014 | 0 | 12 | 20% | 0 | 0 | 0 | 0 | 0 | 0 | 0
| 6008 | 0.66667 | 3.228 | 94 | 25.5 | 90.797 | 31.375 | 0.97769 | 1.7754 | -1.1088 | 0 | 12.1804 | 20.3% | 1 | 1 | 0.8 | 0 | 0 | 0 | 0
| 6009 | 0.77778 | 3.228 | 198 | 26.6 | 191.2533 | 38.975 | 0.95109 | 3.638 | -2.8602 | 0 | 13.2322 | 22.05% | 1 | 0 | 0 | 0 | 0 | 0 | 0
| 6010 | 1.0444 | 3.228 | 290 | 27.6 | 280.1185 | 45.725 | 0.92746 | 5.196 | -4.1515 | 0 | 15.9457 | 26.58% | 1 | 0 | 0 | 0 | 0 | 0 | 0
| 6011 | 1.0444 | 3.228 | 359 | 28.3 | 346.7674 | 50.7375 | 0.90992 | 6.3106 | -5.2662 | 0 | 19.8842 | 33.14% | 1 | 0 | 0 | 0 | 0 | 0 | 0
| 6012 | 1.6 | 3.228 | 400 | 29.1 | 386.3703 | 54.1 | 0.89815 | 6.9404 | -5.3404 | 0 | 24.8801 | 41.47% | 1 | 0 | 0 | 0 | 0 | 0 | 0
| 6013 | 1.3778 | 3.228 | 409 | 29.8 | 395.0637 | 55.3625 | 0.89373 | 7.0616 | -5.6838 | 0 | 29.9464 | 49.91% | 1 | 0 | 0 | 0 | 0 | 0 | 0
| 6014 | 1.1111 | 3.228 | 385 | 30.1 | 371.8814 | 54.1625 | 0.89793 | 6.6785 | -5.5674 | 0 | 35.3386 | 58.9% | 1 | 0 | 0 | 0 | 0 | 0 | 0
| 6015 | 1.1111 | 3.228 | 330 | 30.4 | 318.7555 | 51.025 | 0.90891 | 5.7944 | -4.6833 | 0 | 40.6202 | 67.7% | 1 | 0 | 0 | 0 | 0 | 0 | 0
| 6016 | 1 | 3.228 | 248 | 30.7 | 239.5496 | 46.2 | 0.9258 | 4.4355 | -3.4355 | 0 | 45.0632 | 75.11% | 1 | 0 | 0 | 0 | 0 | 0 | 0
| 6017 | 0.44444 | 3.228 | 148 | 29.5 | 142.957 | 38.75 | 0.95188 | 2.7215 | -2.2771 | 0 | 48.3224 | 80.54% | 1 | 0 | 0 | 0 | 0 | 0 | 0
| 6018 | 0.44444 | 3.228 | 48 | 28.2 | 46.3644 | 31.2 | 0.9783 | 0.90717 | -0.46272 | 0 | 50.4827 | 84.14% | 1 | 0 | 0 | 0 | 0 | 0 | 0
| 6019 | 7.7444 | 7.7444 | 2 | 27 | 1.9319 | 27.125 | 0.99256 | 0.03835 | 7.7061 | 11 | 50.9216 | 84.87% | 1 | 0 | 0 | 0 | 0 | 0 | 0
| 6020 | 8.9667 | 8.9667 | 0 | 26.9 | 0 | 26.9 | 0.99335 | 0 | 8.9667 | 10 | 42.7987 | 71.33% | 0 | 0 | 0 | 0 | 0 | 0 | 0
| 6021 | 8.9667 | 8.9667 | 0 | 26.9 | 0 | 26.9 | 0.99335 | 0 | 8.9667 | 9 | 33.347 | 55.58% | 0 | 0 | 0 | 0 | 0 | 0 | 0
| 6022 | 8.9667 | 8.9667 | 0 | 26.8 | 0 | 26.8 | 0.9937 | 0 | 8.9667 | 8 | 23.8953 | 39.83% | 0 | 0 | 0 | 0 | 0 | 0 | 0
| 6023 | 7.3 | 7.3 | 0 | 26.4 | 0 | 26.4 | 0.9951 | 0 | 7.3 | 7 | 14.4436 | 24.07% | 0 | 0 | 0 | 0 | 4.98 | 0 | 0
| 6024 | 1.6889 | 3.228 | 0 | 26 | 0 | 26 | 0.9965 | 0 | 1.6889 | 6 | 12 | 20% | 0 | 0 | 0 | 0 | 1.69 | 0 | 0
| 6025 | 1.1333 | 3.228 | 0 | 25.6 | 0 | 25.6 | 0.9979 | 0 | 1.1333 | 5 | 12 | 20% | 0 | 0 | 0 | 0 | 1.13 | 0 | 0
| 6026 | 1.1333 | 3.228 | 0 | 25.5 | 0 | 25.5 | 0.99825 | 0 | 1.1333 | 4 | 12 | 20% | 0 | 0 | 0 | 0 | 1.13 | 0 | 0
| 6027 | 0.022222 | 3.228 | 0 | 25.4 | 0 | 25.4 | 0.9986 | 0 | 0.022222 | 3 | 12 | 20% | 0 | 0 | 0 | 0 | 0.02 | 0 | 0
| 6028 | 0.022222 | 3.228 | 0 | 25.3 | 0 | 25.3 | 0.99895 | 0 | 0.022222 | 2 | 12 | 20% | 0 | 0 | 0 | 0 | 0.02 | 0 | 0
| 6029 | 0.022222 | 3.228 | 0 | 25.4 | 0 | 25.4 | 0.9986 | 0 | 0.022222 | 1 | 12 | 20% | 0 | 0 | 0 | 0 | 0.02 | 0 | 0
| 6030 | 0.022222 | 3.228 | 0 | 25.4 | 0 | 25.4 | 0.9986 | 0 | 0.022222 | 0 | 12 | 20% | 0 | 0 | 0 | 0 | 0.02 | 0 | 0
| 6031 | 0.022222 | 3.228 | 20 | 25.5 | 19.3185 | 26.75 | 0.99387 | 0.384 | -0.36178 | 0 | 12 | 20% | 0 | 0 | 0 | 0 | 0 | 0 | 0
| 6032 | 0.66667 | 3.228 | 152 | 26.8 | 146.8207 | 36.3 | 0.96045 | 2.8203 | -2.1536 | 0 | 12.3432 | 20.57% | 1 | 1 | 0.8 | 0 | 0 | 0 | 0
| 6033 | 0.77778 | 3.228 | 264 | 28.1 | 255.0044 | 44.6 | 0.9314 | 4.7502 | -3.9724 | 0 | 14.3863 | 23.98% | 1 | 0 | 0 | 0 | 0 | 0 | 0
| 6034 | 1.0444 | 3.228 | 290 | 29.4 | 280.1185 | 47.525 | 0.92116 | 5.1607 | -4.1162 | 0 | 18.1549 | 30.26% | 1 | 0 | 0 | 0 | 0 | 0 | 0
| 6035 | 1.0444 | 3.228 | 359 | 29.4 | 346.7674 | 51.8375 | 0.90607 | 6.2839 | -5.2395 | 0 | 22.0599 | 36.77% | 1 | 0 | 0 | 0 | 0 | 0 | 0
| 6036 | 1.6 | 3.228 | 400 | 29.4 | 386.3703 | 54.4 | 0.8971 | 6.9323 | -5.3323 | 0 | 27.0305 | 45.05% | 1 | 0 | 0 | 0 | 0 | 0 | 0
| 6037 | 1.3778 | 3.228 | 408 | 29.4 | 394.0977 | 54.9 | 0.89535 | 7.0571 | -5.6793 | 0 | 32.0891 | 53.48% | 1 | 0 | 0 | 0 | 0 | 0 | 0
| 6038 | 1.1111 | 3.228 | 569 | 30.4 | 549.6118 | 65.9625 | 0.85663 | 9.4163 | -8.3052 | 0 | 37.477 | 62.46% | 1 | 0 | 0 | 0 | 0 | 0 | 0
| 6039 | 1.1111 | 3.228 | 609 | 31.5 | 588.2488 | 69.5625 | 0.84403 | 9.93 | -8.8189 | 0 | 45.356 | 75.59% | 1 | 0 | 0 | 0 | 0 | 0 | 0
| 6040 | 1 | 3.228 | 524 | 32.5 | 506.1451 | 65.25 | 0.85913 | 8.6968 | -7.6968 | 0 | 53.7223 | 89.54% | 1 | 0 | 0 | 1.08 | 0 | 0 | 0
| 6041 | 0.44444 | 3.228 | 300 | 31.8 | 289.7777 | 50.55 | 0.91058 | 5.2773 | -4.8328 | 0 | 60 | 100% | 1 | 0 | 0 | 4.83 | 0 | 0 | 0
| 6042 | 0.44444 | 3.228 | 91 | 31.2 | 87.8993 | 36.8875 | 0.95839 | 1.6848 | -1.2404 | 0 | 60 | 100% | 0 | 0 | 0 | 1.24 | 0 | 0 | 0
| 6043 | 7.7444 | 7.7444 | 3 | 30.5 | 2.8978 | 30.6875 | 0.98009 | 0.056802 | 7.6876 | 11 | 60 | 100% | 0 | 0 | 0 | 0 | 0 | 0 | 0
| 6044 | 8.9667 | 8.9667 | 0 | 30.1 | 0 | 30.1 | 0.98215 | 0 | 8.9667 | 10 | 51.8965 | 86.49% | 0 | 0 | 0 | 0 | 0 | 0 | 0
| 6045 | 8.9667 | 8.9667 | 0 | 29.7 | 0 | 29.7 | 0.98355 | 0 | 8.9667 | 9 | 42.4448 | 70.74% | 0 | 0 | 0 | 0 | 0 | 0 | 0
| 6046 | 8.9667 | 8.9667 | 0 | 29.3 | 0 | 29.3 | 0.98495 | 0 | 8.9667 | 8 | 32.9931 | 54.99% | 0 | 0 | 0 | 0 | 0 | 0 | 0
| 6047 | 7.3 | 7.3 | 0 | 28.8 | 0 | 28.8 | 0.9867 | 0 | 7.3 | 7 | 23.5414 | 39.24% | 0 | 0 | 0 | 0 | 0 | 0 | 0
| 6048 | 1.6889 | 3.228 | 0 | 28.3 | 0 | 28.3 | 0.98845 | 0 | 1.6889 | 6 | 15.8465 | 26.41% | 0 | 0 | 0 | 0 | 0 | 0 | 0
| 6049 | 1.1333 | 3.228 | 0 | 27.8 | 0 | 27.8 | 0.9902 | 0 | 1.1333 | 5 | 14.0663 | 23.44% | 0 | 0 | 0 | 0 | 0 | 0 | 0
| 6050 | 1.1333 | 3.228 | 0 | 27.4 | 0 | 27.4 | 0.9916 | 0 | 1.1333 | 4 | 12.8717 | 21.45% | 0 | 0 | 0 | 0 | 0.31 | 0 | 0
| 6051 | 0.022222 | 3.228 | 0 | 27 | 0 | 27 | 0.993 | 0 | 0.022222 | 3 | 12 | 20% | 0 | 0 | 0 | 0 | 0.02 | 0 | 0
| 6052 | 0.022222 | 3.228 | 0 | 26.6 | 0 | 26.6 | 0.9944 | 0 | 0.022222 | 2 | 12 | 20% | 0 | 0 | 0 | 0 | 0.02 | 0 | 0
| 6053 | 0.022222 | 3.228 | 0 | 26.5 | 0 | 26.5 | 0.99475 | 0 | 0.022222 | 1 | 12 | 20% | 0 | 0 | 0 | 0 | 0.02 | 0 | 0
| 6054 | 0.022222 | 3.228 | 0 | 26.5 | 0 | 26.5 | 0.99475 | 0 | 0.022222 | 0 | 12 | 20% | 0 | 0 | 0 | 0 | 0.02 | 0 | 0
| 6055 | 0.022222 | 3.228 | 22 | 26.4 | 21.2504 | 27.775 | 0.99029 | 0.42088 | -0.39866 | 0 | 12 | 20% | 0 | 0 | 0 | 0 | 0 | 0 | 0
| 6056 | 0.66667 | 3.228 | 199 | 27.5 | 192.2192 | 39.9375 | 0.94772 | 3.6434 | -2.9767 | 0 | 12.3782 | 20.63% | 1 | 1 | 0.8 | 0 | 0 | 0 | 0
| 6057 | 0.77778 | 3.228 | 419 | 28.6 | 404.7229 | 54.7875 | 0.89574 | 7.2506 | -6.4728 | 0 | 15.2022 | 25.34% | 1 | 0 | 0 | 0 | 0 | 0 | 0
| 6058 | 1.0444 | 3.228 | 615 | 29.7 | 594.0444 | 68.1375 | 0.84902 | 10.0871 | -9.0427 | 0 | 21.3428 | 35.57% | 1 | 0 | 0 | 0 | 0 | 0 | 0
| 6059 | 1.0444 | 3.228 | 733 | 30.7 | 708.0236 | 76.5125 | 0.81971 | 11.6074 | -10.563 | 0 | 29.9214 | 49.87% | 1 | 0 | 0 | 0 | 0 | 0 | 0
| 6060 | 1.6 | 3.228 | 780 | 31.8 | 753.4221 | 80.55 | 0.80558 | 12.1388 | -10.5388 | 0 | 39.9423 | 66.57% | 1 | 0 | 0 | 0 | 0 | 0 | 0
| 6061 | 1.3778 | 3.228 | 755 | 32.8 | 729.274 | 79.9875 | 0.80754 | 11.7784 | -10.4006 | 0 | 49.9403 | 83.23% | 1 | 0 | 0 | 0 | 0 | 0 | 0
| 6062 | 1.1111 | 3.228 | 709 | 33.2 | 684.8414 | 77.5125 | 0.81621 | 11.1794 | -10.0683 | 0 | 59.8072 | 99.68% | 1 | 0 | 0 | 9.87 | 0 | 0 | 0
| 6063 | 1.1111 | 3.228 | 607 | 33.6 | 586.317 | 71.5375 | 0.83712 | 9.8163 | -8.7052 | 0 | 60 | 100% | 1 | 0 | 0 | 8.71 | 0 | 0 | 0
| 6064 | 1 | 3.228 | 455 | 34 | 439.4963 | 62.4375 | 0.86897 | 7.6382 | -6.6382 | 0 | 60 | 100% | 0 | 0 | 0 | 6.64 | 0 | 0 | 0
| 6065 | 0.44444 | 3.228 | 235 | 31.3 | 226.9926 | 45.9875 | 0.92654 | 4.2064 | -3.7619 | 0 | 60 | 100% | 0 | 0 | 0 | 3.76 | 0 | 0 | 0
| 6066 | 0.44444 | 3.228 | 61 | 28.5 | 58.9215 | 32.3125 | 0.97441 | 1.1483 | -0.70382 | 0 | 60 | 100% | 0 | 0 | 0 | 0.7 | 0 | 0 | 0
| 6067 | 7.7444 | 7.7444 | 2 | 25.8 | 1.9319 | 25.925 | 0.99676 | 0.038512 | 7.7059 | 11 | 60 | 100% | 0 | 0 | 0 | 0 | 0 | 0 | 0
| 6068 | 8.9667 | 8.9667 | 0 | 26 | 0 | 26 | 0.9965 | 0 | 8.9667 | 10 | 51.8772 | 86.46% | 0 | 0 | 0 | 0 | 0 | 0 | 0
| 6069 | 8.9667 | 8.9667 | 0 | 26.3 | 0 | 26.3 | 0.99545 | 0 | 8.9667 | 9 | 42.4255 | 70.71% | 0 | 0 | 0 | 0 | 0 | 0 | 0
| 6070 | 8.9667 | 8.9667 | 0 | 26.5 | 0 | 26.5 | 0.99475 | 0 | 8.9667 | 8 | 32.9738 | 54.96% | 0 | 0 | 0 | 0 | 0 | 0 | 0
| 6071 | 7.3 | 7.3 | 0 | 26.5 | 0 | 26.5 | 0.99475 | 0 | 7.3 | 7 | 23.5221 | 39.2% | 0 | 0 | 0 | 0 | 0 | 0 | 0
| 6072 | 1.6889 | 3.228 | 0 | 26.5 | 0 | 26.5 | 0.99475 | 0 | 1.6889 | 6 | 15.8273 | 26.38% | 0 | 0 | 0 | 0 | 0 | 0 | 0
| 6073 | 1.1333 | 3.228 | 0 | 26.5 | 0 | 26.5 | 0.99475 | 0 | 1.1333 | 5 | 14.047 | 23.41% | 0 | 0 | 0 | 0 | 0 | 0 | 0
| 6074 | 1.1333 | 3.228 | 0 | 26.4 | 0 | 26.4 | 0.9951 | 0 | 1.1333 | 4 | 12.8524 | 21.42% | 0 | 0 | 0 | 0 | 0.32 | 0 | 0
| 6075 | 0.022222 | 3.228 | 0 | 26.4 | 0 | 26.4 | 0.9951 | 0 | 0.022222 | 3 | 12 | 20% | 0 | 0 | 0 | 0 | 0.02 | 0 | 0
| 6076 | 0.022222 | 3.228 | 0 | 26.3 | 0 | 26.3 | 0.99545 | 0 | 0.022222 | 2 | 12 | 20% | 0 | 0 | 0 | 0 | 0.02 | 0 | 0
| 6077 | 0.022222 | 3.228 | 0 | 26.2 | 0 | 26.2 | 0.9958 | 0 | 0.022222 | 1 | 12 | 20% | 0 | 0 | 0 | 0 | 0.02 | 0 | 0
| 6078 | 0.022222 | 3.228 | 0 | 26.1 | 0 | 26.1 | 0.99615 | 0 | 0.022222 | 0 | 12 | 20% | 0 | 0 | 0 | 0 | 0.02 | 0 | 0
| 6079 | 0.022222 | 3.228 | 22 | 26 | 21.2504 | 27.375 | 0.99169 | 0.42147 | -0.39925 | 0 | 12 | 20% | 0 | 0 | 0 | 0 | 0 | 0 | 0
| 6080 | 0.66667 | 3.228 | 174 | 26.3 | 168.0711 | 37.175 | 0.95739 | 3.2182 | -2.5515 | 0 | 12.3788 | 20.63% | 1 | 1 | 0.8 | 0 | 0 | 0 | 0
| 6081 | 0.77778 | 3.228 | 294 | 26.6 | 283.9822 | 44.975 | 0.93009 | 5.2826 | -4.5048 | 0 | 14.7993 | 24.67% | 1 | 0 | 0 | 0 | 0 | 0 | 0
| 6082 | 1.0444 | 3.228 | 291 | 26.9 | 281.0844 | 45.0875 | 0.92969 | 5.2264 | -4.182 | 0 | 19.073 | 31.79% | 1 | 0 | 0 | 0 | 0 | 0 | 0
| 6083 | 1.0444 | 3.228 | 360 | 28.6 | 347.7333 | 51.1 | 0.90865 | 6.3194 | -5.2749 | 0 | 23.0404 | 38.4% | 1 | 0 | 0 | 0 | 0 | 0 | 0
| 6084 | 1.6 | 3.228 | 400 | 30.3 | 386.3703 | 55.3 | 0.89395 | 6.9079 | -5.3079 | 0 | 28.0446 | 46.74% | 1 | 0 | 0 | 0 | 0 | 0 | 0
| 6085 | 1.3778 | 3.228 | 408 | 32 | 394.0977 | 57.5 | 0.88625 | 6.9854 | -5.6076 | 0 | 33.0801 | 55.13% | 1 | 0 | 0 | 0 | 0 | 0 | 0
| 6086 | 1.1111 | 3.228 | 450 | 32.5 | 434.6666 | 60.625 | 0.87531 | 7.6094 | -6.4983 | 0 | 38.4 | 64% | 1 | 0 | 0 | 0 | 0 | 0 | 0
| 6087 | 1.1111 | 3.228 | 437 | 32.9 | 422.1096 | 60.2125 | 0.87676 | 7.4017 | -6.2906 | 0 | 44.5648 | 74.27% | 1 | 0 | 0 | 0 | 0 | 0 | 0
| 6088 | 1 | 3.228 | 364 | 33.4 | 351.597 | 56.15 | 0.89097 | 6.2653 | -5.2653 | 0 | 50.5326 | 84.22% | 1 | 0 | 0 | 0 | 0 | 0 | 0
| 6089 | 0.44444 | 3.228 | 193 | 32.1 | 186.4237 | 44.1625 | 0.93293 | 3.4784 | -3.034 | 0 | 55.5277 | 92.55% | 1 | 0 | 0 | 0 | 0 | 0 | 0
| 6090 | 0.44444 | 3.228 | 52 | 30.7 | 50.2281 | 33.95 | 0.96867 | 0.97309 | -0.52865 | 0 | 58.4059 | 97.34% | 1 | 0 | 0 | 0 | 0 | 0 | 0
| 6091 | 7.7444 | 7.7444 | 2 | 29.4 | 1.9319 | 29.525 | 0.98416 | 0.038025 | 7.7064 | 11 | 58.9075 | 98.18% | 1 | 0 | 0 | 0 | 0 | 0 | 0
| 6092 | 8.9667 | 8.9667 | 0 | 28.6 | 0 | 28.6 | 0.9874 | 0 | 8.9667 | 10 | 50.7842 | 84.64% | 0 | 0 | 0 | 0 | 0 | 0 | 0
| 6093 | 8.9667 | 8.9667 | 0 | 27.9 | 0 | 27.9 | 0.98985 | 0 | 8.9667 | 9 | 41.3325 | 68.89% | 0 | 0 | 0 | 0 | 0 | 0 | 0
| 6094 | 8.9667 | 8.9667 | 0 | 27.1 | 0 | 27.1 | 0.99265 | 0 | 8.9667 | 8 | 31.8808 | 53.13% | 0 | 0 | 0 | 0 | 0 | 0 | 0
| 6095 | 7.3 | 7.3 | 0 | 27.1 | 0 | 27.1 | 0.99265 | 0 | 7.3 | 7 | 22.4291 | 37.38% | 0 | 0 | 0 | 0 | 0 | 0 | 0
| 6096 | 1.6889 | 3.228 | 0 | 27.1 | 0 | 27.1 | 0.99265 | 0 | 1.6889 | 6 | 14.7342 | 24.56% | 0 | 0 | 0 | 0 | 0 | 0 | 0
| 6097 | 1.1333 | 3.228 | 0 | 27.1 | 0 | 27.1 | 0.99265 | 0 | 1.1333 | 5 | 12.954 | 21.59% | 0 | 0 | 0 | 0 | 0.23 | 0 | 0
| 6098 | 1.1333 | 3.228 | 0 | 27 | 0 | 27 | 0.993 | 0 | 1.1333 | 4 | 12 | 20% | 0 | 0 | 0 | 0 | 1.13 | 0 | 0
| 6099 | 0.022222 | 3.228 | 0 | 26.8 | 0 | 26.8 | 0.9937 | 0 | 0.022222 | 3 | 12 | 20% | 0 | 0 | 0 | 0 | 0.02 | 0 | 0
| 6100 | 0.022222 | 3.228 | 0 | 26.7 | 0 | 26.7 | 0.99405 | 0 | 0.022222 | 2 | 12 | 20% | 0 | 0 | 0 | 0 | 0.02 | 0 | 0
| 6101 | 0.022222 | 3.228 | 0 | 26.7 | 0 | 26.7 | 0.99405 | 0 | 0.022222 | 1 | 12 | 20% | 0 | 0 | 0 | 0 | 0.02 | 0 | 0
| 6102 | 0.022222 | 3.228 | 0 | 26.6 | 0 | 26.6 | 0.9944 | 0 | 0.022222 | 0 | 12 | 20% | 0 | 0 | 0 | 0 | 0.02 | 0 | 0
| 6103 | 0.022222 | 3.228 | 20 | 26.6 | 19.3185 | 27.85 | 0.99003 | 0.38252 | -0.36029 | 0 | 12 | 20% | 0 | 0 | 0 | 0 | 0 | 0 | 0
| 6104 | 0.66667 | 3.228 | 184 | 27.6 | 177.7304 | 39.1 | 0.95065 | 3.3792 | -2.7125 | 0 | 12.3418 | 20.57% | 1 | 1 | 0.8 | 0 | 0 | 0 | 0
| 6105 | 0.77778 | 3.228 | 404 | 28.6 | 390.234 | 53.85 | 0.89902 | 7.0166 | -6.2388 | 0 | 14.9151 | 24.86% | 1 | 0 | 0 | 0 | 0 | 0 | 0
| 6106 | 1.0444 | 3.228 | 615 | 29.6 | 594.0444 | 68.0375 | 0.84937 | 10.0913 | -9.0468 | 0 | 20.8338 | 34.72% | 1 | 0 | 0 | 0 | 0 | 0 | 0
| 6107 | 1.0444 | 3.228 | 762 | 30.8 | 736.0355 | 78.425 | 0.81301 | 11.9681 | -10.9237 | 0 | 29.4164 | 49.03% | 1 | 0 | 0 | 0.16 | 0 | 0 | 0
| 6108 | 1.6 | 3.228 | 847 | 31.9 | 818.1392 | 84.8375 | 0.79057 | 12.9359 | -11.3359 | 0 | 39.6242 | 66.04% | 1 | 0 | 0 | 0.58 | 0 | 0 | 0
| 6109 | 1.3778 | 3.228 | 863 | 33.1 | 833.594 | 87.0375 | 0.78287 | 13.0519 | -11.6741 | 0 | 49.832 | 83.05% | 1 | 0 | 0 | 0.96 | 0 | 0 | 0
| 6110 | 1.1111 | 3.228 | 781 | 33.6 | 754.3881 | 82.4125 | 0.79906 | 12.056 | -10.9449 | 0 | 60 | 100% | 1 | 0 | 0 | 10.94 | 0 | 0 | 0
| 6111 | 1.1111 | 3.228 | 638 | 34.2 | 616.2607 | 74.075 | 0.82824 | 10.2082 | -9.0971 | 0 | 60 | 100% | 0 | 0 | 0 | 9.1 | 0 | 0 | 0
| 6112 | 1 | 3.228 | 453 | 34.7 | 437.5644 | 63.0125 | 0.86696 | 7.587 | -6.587 | 0 | 60 | 100% | 0 | 0 | 0 | 6.59 | 0 | 0 | 0
| 6113 | 0.44444 | 3.228 | 249 | 33.9 | 240.5155 | 49.4625 | 0.91438 | 4.3985 | -3.954 | 0 | 60 | 100% | 0 | 0 | 0 | 3.95 | 0 | 0 | 0
| 6114 | 0.44444 | 3.228 | 70 | 33.1 | 67.6148 | 37.475 | 0.95634 | 1.2933 | -0.84881 | 0 | 60 | 100% | 0 | 0 | 0 | 0.85 | 0 | 0 | 0
| 6115 | 7.7444 | 7.7444 | 2 | 32.3 | 1.9319 | 32.425 | 0.97401 | 0.037633 | 7.7068 | 11 | 60 | 100% | 0 | 0 | 0 | 0 | 0 | 0 | 0
| 6116 | 8.9667 | 8.9667 | 0 | 30.6 | 0 | 30.6 | 0.9804 | 0 | 8.9667 | 10 | 51.8763 | 86.46% | 0 | 0 | 0 | 0 | 0 | 0 | 0
| 6117 | 8.9667 | 8.9667 | 0 | 28.8 | 0 | 28.8 | 0.9867 | 0 | 8.9667 | 9 | 42.4246 | 70.71% | 0 | 0 | 0 | 0 | 0 | 0 | 0
| 6118 | 8.9667 | 8.9667 | 0 | 27.1 | 0 | 27.1 | 0.99265 | 0 | 8.9667 | 8 | 32.9729 | 54.95% | 0 | 0 | 0 | 0 | 0 | 0 | 0
| 6119 | 7.3 | 7.3 | 0 | 27.3 | 0 | 27.3 | 0.99195 | 0 | 7.3 | 7 | 23.5212 | 39.2% | 0 | 0 | 0 | 0 | 0 | 0 | 0
| 6120 | 1.6889 | 3.228 | 0 | 27.4 | 0 | 27.4 | 0.9916 | 0 | 1.6889 | 6 | 15.8263 | 26.38% | 0 | 0 | 0 | 0 | 0 | 0 | 0
| 6121 | 1.1333 | 3.228 | 0 | 27.6 | 0 | 27.6 | 0.9909 | 0 | 1.1333 | 5 | 14.0461 | 23.41% | 0 | 0 | 0 | 0 | 0 | 0 | 0
| 6122 | 1.1333 | 3.228 | 0 | 27.3 | 0 | 27.3 | 0.99195 | 0 | 1.1333 | 4 | 12.8515 | 21.42% | 0 | 0 | 0 | 0 | 0.33 | 0 | 0
| 6123 | 0.022222 | 3.228 | 0 | 27 | 0 | 27 | 0.993 | 0 | 0.022222 | 3 | 12 | 20% | 0 | 0 | 0 | 0 | 0.02 | 0 | 0
| 6124 | 0.022222 | 3.228 | 0 | 26.7 | 0 | 26.7 | 0.99405 | 0 | 0.022222 | 2 | 12 | 20% | 0 | 0 | 0 | 0 | 0.02 | 0 | 0
| 6125 | 0.022222 | 3.228 | 0 | 26.6 | 0 | 26.6 | 0.9944 | 0 | 0.022222 | 1 | 12 | 20% | 0 | 0 | 0 | 0 | 0.02 | 0 | 0
| 6126 | 0.022222 | 3.228 | 0 | 26.6 | 0 | 26.6 | 0.9944 | 0 | 0.022222 | 0 | 12 | 20% | 0 | 0 | 0 | 0 | 0.02 | 0 | 0
| 6127 | 0.022222 | 3.228 | 16 | 26.5 | 15.4548 | 27.5 | 0.99125 | 0.30639 | -0.28417 | 0 | 12 | 20% | 0 | 0 | 0 | 0 | 0 | 0 | 0
| 6128 | 0.66667 | 3.228 | 153 | 27.8 | 147.7867 | 37.3625 | 0.95673 | 2.8278 | -2.1612 | 0 | 12.2696 | 20.45% | 1 | 1 | 0.8 | 0 | 0 | 0 | 0
| 6129 | 0.77778 | 3.228 | 345 | 29.2 | 333.2444 | 50.7625 | 0.90983 | 6.0639 | -5.2861 | 0 | 14.3199 | 23.87% | 1 | 0 | 0 | 0 | 0 | 0 | 0
| 6130 | 1.0444 | 3.228 | 538 | 30.5 | 519.6681 | 64.125 | 0.86306 | 8.9701 | -7.9257 | 0 | 19.3347 | 32.22% | 1 | 0 | 0 | 0 | 0 | 0 | 0
| 6131 | 1.0444 | 3.228 | 626 | 31.6 | 604.6696 | 70.725 | 0.83996 | 10.158 | -9.1136 | 0 | 26.8537 | 44.76% | 1 | 0 | 0 | 0 | 0 | 0 | 0
| 6132 | 1.6 | 3.228 | 647 | 32.7 | 624.954 | 73.1375 | 0.83152 | 10.3932 | -8.7932 | 0 | 35.4996 | 59.17% | 1 | 0 | 0 | 0 | 0 | 0 | 0
| 6133 | 1.3778 | 3.228 | 604 | 33.8 | 583.4192 | 71.55 | 0.83708 | 9.7673 | -8.3895 | 0 | 43.8415 | 73.07% | 1 | 0 | 0 | 0 | 0 | 0 | 0
| 6134 | 1.1111 | 3.228 | 618 | 34.1 | 596.9422 | 72.725 | 0.83296 | 9.9446 | -8.8335 | 0 | 51.8006 | 86.33% | 1 | 0 | 0 | 0.19 | 0 | 0 | 0
| 6135 | 1.1111 | 3.228 | 567 | 34.3 | 547.6799 | 69.7375 | 0.84342 | 9.2385 | -8.1274 | 0 | 60 | 100% | 1 | 0 | 0 | 8.13 | 0 | 0 | 0
| 6136 | 1 | 3.228 | 449 | 34.6 | 433.7007 | 62.6625 | 0.86818 | 7.5306 | -6.5306 | 0 | 60 | 100% | 0 | 0 | 0 | 6.53 | 0 | 0 | 0
| 6137 | 0.44444 | 3.228 | 229 | 31.7 | 221.197 | 46.0125 | 0.92646 | 4.0986 | -3.6541 | 0 | 60 | 100% | 0 | 0 | 0 | 3.65 | 0 | 0 | 0
| 6138 | 0.44444 | 3.228 | 57 | 28.7 | 55.0578 | 32.2625 | 0.97458 | 1.0732 | -0.62872 | 0 | 60 | 100% | 0 | 0 | 0 | 0.63 | 0 | 0 | 0
| 6139 | 7.7444 | 7.7444 | 1 | 25.8 | 0.96593 | 25.8625 | 0.99698 | 0.01926 | 7.7252 | 11 | 60 | 100% | 0 | 0 | 0 | 0 | 0 | 0 | 0
| 6140 | 8.9667 | 8.9667 | 0 | 25.4 | 0 | 25.4 | 0.9986 | 0 | 8.9667 | 10 | 51.8569 | 86.43% | 0 | 0 | 0 | 0 | 0 | 0 | 0
| 6141 | 8.9667 | 8.9667 | 0 | 24.9 | 0 | 24.9 | 1.0004 | 0 | 8.9667 | 9 | 42.4052 | 70.68% | 0 | 0 | 0 | 0 | 0 | 0 | 0
| 6142 | 8.9667 | 8.9667 | 0 | 24.5 | 0 | 24.5 | 1.0017 | 0 | 8.9667 | 8 | 32.9535 | 54.92% | 0 | 0 | 0 | 0 | 0 | 0 | 0
| 6143 | 7.3 | 7.3 | 0 | 24.4 | 0 | 24.4 | 1.0021 | 0 | 7.3 | 7 | 23.5019 | 39.17% | 0 | 0 | 0 | 0 | 0 | 0 | 0
| 6144 | 1.6889 | 3.228 | 0 | 24.4 | 0 | 24.4 | 1.0021 | 0 | 1.6889 | 6 | 15.807 | 26.34% | 0 | 0 | 0 | 0 | 0 | 0 | 0
| 6145 | 1.1333 | 3.228 | 0 | 24.3 | 0 | 24.3 | 1.0025 | 0 | 1.1333 | 5 | 14.0267 | 23.38% | 0 | 0 | 0 | 0 | 0 | 0 | 0
| 6146 | 1.1333 | 3.228 | 0 | 24.4 | 0 | 24.4 | 1.0021 | 0 | 1.1333 | 4 | 12.8321 | 21.39% | 0 | 0 | 0 | 0 | 0.34 | 0 | 0
| 6147 | 0.022222 | 3.228 | 0 | 24.5 | 0 | 24.5 | 1.0017 | 0 | 0.022222 | 3 | 12 | 20% | 0 | 0 | 0 | 0 | 0.02 | 0 | 0
| 6148 | 0.022222 | 3.228 | 0 | 24.6 | 0 | 24.6 | 1.0014 | 0 | 0.022222 | 2 | 12 | 20% | 0 | 0 | 0 | 0 | 0.02 | 0 | 0
| 6149 | 0.022222 | 3.228 | 0 | 24.6 | 0 | 24.6 | 1.0014 | 0 | 0.022222 | 1 | 12 | 20% | 0 | 0 | 0 | 0 | 0.02 | 0 | 0
| 6150 | 0.022222 | 3.228 | 0 | 24.5 | 0 | 24.5 | 1.0017 | 0 | 0.022222 | 0 | 12 | 20% | 0 | 0 | 0 | 0 | 0.02 | 0 | 0
| 6151 | 0.022222 | 3.228 | 16 | 24.5 | 15.4548 | 25.5 | 0.99825 | 0.30856 | -0.28633 | 0 | 12 | 20% | 0 | 0 | 0 | 0 | 0 | 0 | 0
| 6152 | 0.66667 | 3.228 | 140 | 25.6 | 135.2296 | 34.35 | 0.96727 | 2.6161 | -1.9494 | 0 | 12.2716 | 20.45% | 1 | 1 | 0.8 | 0 | 0 | 0 | 0
| 6153 | 0.77778 | 3.228 | 294 | 26.6 | 283.9822 | 44.975 | 0.93009 | 5.2826 | -4.5048 | 0 | 14.121 | 23.54% | 1 | 0 | 0 | 0 | 0 | 0 | 0
| 6154 | 1.0444 | 3.228 | 430 | 27.7 | 415.3481 | 54.575 | 0.89649 | 7.4471 | -6.4026 | 0 | 18.3946 | 30.66% | 1 | 0 | 0 | 0 | 0 | 0 | 0
| 6155 | 1.0444 | 3.228 | 581 | 29.2 | 561.2029 | 65.5125 | 0.85821 | 9.6326 | -8.5881 | 0 | 24.4687 | 40.78% | 1 | 0 | 0 | 0 | 0 | 0 | 0
| 6156 | 1.6 | 3.228 | 694 | 30.7 | 670.3525 | 74.075 | 0.82824 | 11.1042 | -9.5042 | 0 | 32.6161 | 54.36% | 1 | 0 | 0 | 0 | 0 | 0 | 0
| 6157 | 1.3778 | 3.228 | 751 | 32.2 | 725.4103 | 79.1375 | 0.81052 | 11.7592 | -10.3814 | 0 | 41.6326 | 69.39% | 1 | 0 | 0 | 0 | 0 | 0 | 0
| 6158 | 1.1111 | 3.228 | 705 | 32.6 | 680.9777 | 76.6625 | 0.81918 | 11.1569 | -10.0458 | 0 | 51.4813 | 85.8% | 1 | 0 | 0 | 1.07 | 0 | 0 | 0
| 6159 | 1.1111 | 3.228 | 601 | 33 | 580.5214 | 70.5625 | 0.84053 | 9.7589 | -8.6478 | 0 | 60 | 100% | 1 | 0 | 0 | 8.65 | 0 | 0 | 0
| 6160 | 1 | 3.228 | 448 | 33.4 | 432.7348 | 61.4 | 0.8726 | 7.5521 | -6.5521 | 0 | 60 | 100% | 0 | 0 | 0 | 6.55 | 0 | 0 | 0
| 6161 | 0.44444 | 3.228 | 245 | 32.4 | 236.6518 | 47.7125 | 0.92051 | 4.3568 | -3.9123 | 0 | 60 | 100% | 0 | 0 | 0 | 3.91 | 0 | 0 | 0
| 6162 | 0.44444 | 3.228 | 67 | 31.4 | 64.717 | 35.5875 | 0.96294 | 1.2464 | -0.80193 | 0 | 60 | 100% | 0 | 0 | 0 | 0.8 | 0 | 0 | 0
| 6163 | 7.7444 | 7.7444 | 2 | 30.4 | 1.9319 | 30.525 | 0.98066 | 0.03789 | 7.7066 | 11 | 60 | 100% | 0 | 0 | 0 | 0 | 0 | 0 | 0
| 6164 | 8.9667 | 8.9667 | 0 | 30.1 | 0 | 30.1 | 0.98215 | 0 | 8.9667 | 10 | 51.8766 | 86.46% | 0 | 0 | 0 | 0 | 0 | 0 | 0
| 6165 | 8.9667 | 8.9667 | 0 | 29.7 | 0 | 29.7 | 0.98355 | 0 | 8.9667 | 9 | 42.4249 | 70.71% | 0 | 0 | 0 | 0 | 0 | 0 | 0
| 6166 | 8.9667 | 8.9667 | 0 | 29.4 | 0 | 29.4 | 0.9846 | 0 | 8.9667 | 8 | 32.9732 | 54.96% | 0 | 0 | 0 | 0 | 0 | 0 | 0
| 6167 | 7.3 | 7.3 | 0 | 28.8 | 0 | 28.8 | 0.9867 | 0 | 7.3 | 7 | 23.5215 | 39.2% | 0 | 0 | 0 | 0 | 0 | 0 | 0
| 6168 | 1.6889 | 3.228 | 0 | 28.3 | 0 | 28.3 | 0.98845 | 0 | 1.6889 | 6 | 15.8266 | 26.38% | 0 | 0 | 0 | 0 | 0 | 0 | 0
| 6169 | 1.1333 | 3.228 | 0 | 27.7 | 0 | 27.7 | 0.99055 | 0 | 1.1333 | 5 | 14.0464 | 23.41% | 0 | 0 | 0 | 0 | 0 | 0 | 0
| 6170 | 1.1333 | 3.228 | 0 | 27.3 | 0 | 27.3 | 0.99195 | 0 | 1.1333 | 4 | 12.8517 | 21.42% | 0 | 0 | 0 | 0 | 0.33 | 0 | 0
| 6171 | 0.022222 | 3.228 | 0 | 26.8 | 0 | 26.8 | 0.9937 | 0 | 0.022222 | 3 | 12 | 20% | 0 | 0 | 0 | 0 | 0.02 | 0 | 0
| 6172 | 0.022222 | 3.228 | 0 | 26.4 | 0 | 26.4 | 0.9951 | 0 | 0.022222 | 2 | 12 | 20% | 0 | 0 | 0 | 0 | 0.02 | 0 | 0
| 6173 | 0.022222 | 3.228 | 0 | 26.5 | 0 | 26.5 | 0.99475 | 0 | 0.022222 | 1 | 12 | 20% | 0 | 0 | 0 | 0 | 0.02 | 0 | 0
| 6174 | 0.022222 | 3.228 | 0 | 26.5 | 0 | 26.5 | 0.99475 | 0 | 0.022222 | 0 | 12 | 20% | 0 | 0 | 0 | 0 | 0.02 | 0 | 0
| 6175 | 0.022222 | 3.228 | 16 | 26.6 | 15.4548 | 27.6 | 0.9909 | 0.30628 | -0.28406 | 0 | 12 | 20% | 0 | 0 | 0 | 0 | 0 | 0 | 0
| 6176 | 0.66667 | 3.228 | 139 | 27.8 | 134.2637 | 36.4875 | 0.95979 | 2.5773 | -1.9106 | 0 | 12.2695 | 20.45% | 1 | 1 | 0.8 | 0 | 0 | 0 | 0
| 6177 | 0.77778 | 3.228 | 293 | 29.1 | 283.0163 | 47.4125 | 0.92156 | 5.2163 | -4.4385 | 0 | 14.0821 | 23.47% | 1 | 0 | 0 | 0 | 0 | 0 | 0
| 6178 | 1.0444 | 3.228 | 430 | 30.3 | 415.3481 | 57.175 | 0.88739 | 7.3715 | -6.327 | 0 | 18.2928 | 30.49% | 1 | 0 | 0 | 0 | 0 | 0 | 0
| 6179 | 1.0444 | 3.228 | 506 | 30.4 | 488.7585 | 62.025 | 0.87041 | 8.5084 | -7.464 | 0 | 24.2952 | 40.49% | 1 | 0 | 0 | 0 | 0 | 0 | 0
| 6180 | 1.6 | 3.228 | 531 | 30.4 | 512.9066 | 63.5875 | 0.86494 | 8.8727 | -7.2727 | 0 | 31.3762 | 52.29% | 1 | 0 | 0 | 0 | 0 | 0 | 0
| 6181 | 1.3778 | 3.228 | 509 | 30.5 | 491.6562 | 62.3125 | 0.86941 | 8.549 | -7.1712 | 0 | 38.2757 | 63.79% | 1 | 0 | 0 | 0 | 0 | 0 | 0
| 6182 | 1.1111 | 3.228 | 445 | 30.6 | 429.837 | 58.4125 | 0.88306 | 7.5914 | -6.4803 | 0 | 45.0789 | 75.13% | 1 | 0 | 0 | 0 | 0 | 0 | 0
| 6183 | 1.1111 | 3.228 | 351 | 30.6 | 339.04 | 52.5375 | 0.90362 | 6.1273 | -5.0161 | 0 | 51.2266 | 85.38% | 1 | 0 | 0 | 0 | 0 | 0 | 0
| 6184 | 1 | 3.228 | 240 | 30.7 | 231.8222 | 45.7 | 0.92755 | 4.3005 | -3.3005 | 0 | 55.9853 | 93.31% | 1 | 0 | 0 | 0 | 0 | 0 | 0
| 6185 | 0.44444 | 3.228 | 163 | 30.1 | 157.4459 | 40.2875 | 0.94649 | 2.9804 | -2.536 | 0 | 59.1165 | 98.53% | 1 | 0 | 0 | 1.6 | 0 | 0 | 0
| 6186 | 0.44444 | 3.228 | 54 | 29.6 | 52.16 | 32.975 | 0.97209 | 1.0141 | -0.56964 | 0 | 60 | 100% | 1 | 0 | 0 | 0.57 | 0 | 0 | 0
| 6187 | 7.7444 | 7.7444 | 2 | 29 | 1.9319 | 29.125 | 0.98556 | 0.038079 | 7.7064 | 11 | 60 | 100% | 0 | 0 | 0 | 0 | 0 | 0 | 0
| 6188 | 8.9667 | 8.9667 | 0 | 28.8 | 0 | 28.8 | 0.9867 | 0 | 8.9667 | 10 | 51.8768 | 86.46% | 0 | 0 | 0 | 0 | 0 | 0 | 0
| 6189 | 8.9667 | 8.9667 | 0 | 28.7 | 0 | 28.7 | 0.98705 | 0 | 8.9667 | 9 | 42.4251 | 70.71% | 0 | 0 | 0 | 0 | 0 | 0 | 0
| 6190 | 8.9667 | 8.9667 | 0 | 28.5 | 0 | 28.5 | 0.98775 | 0 | 8.9667 | 8 | 32.9734 | 54.96% | 0 | 0 | 0 | 0 | 0 | 0 | 0
| 6191 | 7.3 | 7.3 | 0 | 28.2 | 0 | 28.2 | 0.9888 | 0 | 7.3 | 7 | 23.5217 | 39.2% | 0 | 0 | 0 | 0 | 0 | 0 | 0
| 6192 | 1.6889 | 3.228 | 0 | 28 | 0 | 28 | 0.9895 | 0 | 1.6889 | 6 | 15.8268 | 26.38% | 0 | 0 | 0 | 0 | 0 | 0 | 0
| 6193 | 1.1333 | 3.228 | 0 | 27.7 | 0 | 27.7 | 0.99055 | 0 | 1.1333 | 5 | 14.0466 | 23.41% | 0 | 0 | 0 | 0 | 0 | 0 | 0
| 6194 | 1.1333 | 3.228 | 0 | 27.6 | 0 | 27.6 | 0.9909 | 0 | 1.1333 | 4 | 12.8519 | 21.42% | 0 | 0 | 0 | 0 | 0.33 | 0 | 0
| 6195 | 0.022222 | 3.228 | 0 | 27.4 | 0 | 27.4 | 0.9916 | 0 | 0.022222 | 3 | 12 | 20% | 0 | 0 | 0 | 0 | 0.02 | 0 | 0
| 6196 | 0.022222 | 3.228 | 0 | 27.3 | 0 | 27.3 | 0.99195 | 0 | 0.022222 | 2 | 12 | 20% | 0 | 0 | 0 | 0 | 0.02 | 0 | 0
| 6197 | 0.022222 | 3.228 | 0 | 27 | 0 | 27 | 0.993 | 0 | 0.022222 | 1 | 12 | 20% | 0 | 0 | 0 | 0 | 0.02 | 0 | 0
| 6198 | 0.022222 | 3.228 | 0 | 26.7 | 0 | 26.7 | 0.99405 | 0 | 0.022222 | 0 | 12 | 20% | 0 | 0 | 0 | 0 | 0.02 | 0 | 0
| 6199 | 0.022222 | 3.228 | 22 | 26.4 | 21.2504 | 27.775 | 0.99029 | 0.42088 | -0.39866 | 0 | 12 | 20% | 0 | 0 | 0 | 0 | 0 | 0 | 0
| 6200 | 0.66667 | 3.228 | 191 | 27.6 | 184.4918 | 39.5375 | 0.94912 | 3.5021 | -2.8354 | 0 | 12.3782 | 20.63% | 1 | 1 | 0.8 | 0 | 0 | 0 | 0
| 6201 | 0.77778 | 3.228 | 385 | 28.7 | 371.8814 | 52.7625 | 0.90283 | 6.7149 | -5.9371 | 0 | 15.0681 | 25.11% | 1 | 0 | 0 | 0 | 0 | 0 | 0
| 6202 | 1.0444 | 3.228 | 535 | 29.9 | 516.7703 | 63.3375 | 0.86582 | 8.9486 | -7.9041 | 0 | 20.7006 | 34.5% | 1 | 0 | 0 | 0 | 0 | 0 | 0
| 6203 | 1.0444 | 3.228 | 663 | 31.1 | 640.4088 | 72.5375 | 0.83362 | 10.6771 | -9.6327 | 0 | 28.1991 | 47% | 1 | 0 | 0 | 0 | 0 | 0 | 0
| 6204 | 1.6 | 3.228 | 736 | 32.3 | 710.9214 | 78.3 | 0.81345 | 11.566 | -9.966 | 0 | 37.3375 | 62.23% | 1 | 0 | 0 | 0 | 0 | 0 | 0
| 6205 | 1.3778 | 3.228 | 750 | 33.5 | 724.4444 | 80.375 | 0.80619 | 11.6808 | -10.303 | 0 | 46.7921 | 77.99% | 1 | 0 | 0 | 0 | 0 | 0 | 0
| 6206 | 1.1111 | 3.228 | 681 | 33.1 | 657.7955 | 75.6625 | 0.82268 | 10.8231 | -9.712 | 0 | 56.5663 | 94.28% | 1 | 0 | 0 | 6.09 | 0 | 0 | 0
| 6207 | 1.1111 | 3.228 | 560 | 32.7 | 540.9185 | 67.7 | 0.85055 | 9.2016 | -8.0905 | 0 | 60 | 100% | 1 | 0 | 0 | 8.09 | 0 | 0 | 0
| 6208 | 1 | 3.228 | 401 | 32.3 | 387.3363 | 57.3625 | 0.88673 | 6.8693 | -5.8693 | 0 | 60 | 100% | 0 | 0 | 0 | 5.87 | 0 | 0 | 0
| 6209 | 0.44444 | 3.228 | 223 | 32 | 215.4015 | 45.9375 | 0.92672 | 3.9923 | -3.5479 | 0 | 60 | 100% | 0 | 0 | 0 | 3.55 | 0 | 0 | 0
| 6210 | 0.44444 | 3.228 | 61 | 31.6 | 58.9215 | 35.4125 | 0.96356 | 1.1355 | -0.69104 | 0 | 60 | 100% | 0 | 0 | 0 | 0.69 | 0 | 0 | 0
| 6211 | 7.7444 | 7.7444 | 1 | 31.2 | 0.96593 | 31.2625 | 0.97808 | 0.018895 | 7.7255 | 11 | 60 | 100% | 0 | 0 | 0 | 0 | 0 | 0 | 0
| 6212 | 8.9667 | 8.9667 | 0 | 30.6 | 0 | 30.6 | 0.9804 | 0 | 8.9667 | 10 | 51.8566 | 86.43% | 0 | 0 | 0 | 0 | 0 | 0 | 0
| 6213 | 8.9667 | 8.9667 | 0 | 29.9 | 0 | 29.9 | 0.98285 | 0 | 8.9667 | 9 | 42.4049 | 70.67% | 0 | 0 | 0 | 0 | 0 | 0 | 0
| 6214 | 8.9667 | 8.9667 | 0 | 29.3 | 0 | 29.3 | 0.98495 | 0 | 8.9667 | 8 | 32.9532 | 54.92% | 0 | 0 | 0 | 0 | 0 | 0 | 0
| 6215 | 7.3 | 7.3 | 0 | 29 | 0 | 29 | 0.986 | 0 | 7.3 | 7 | 23.5015 | 39.17% | 0 | 0 | 0 | 0 | 0 | 0 | 0
| 6216 | 1.6889 | 3.228 | 0 | 28.6 | 0 | 28.6 | 0.9874 | 0 | 1.6889 | 6 | 15.8066 | 26.34% | 0 | 0 | 0 | 0 | 0 | 0 | 0
| 6217 | 1.1333 | 3.228 | 0 | 28.3 | 0 | 28.3 | 0.98845 | 0 | 1.1333 | 5 | 14.0263 | 23.38% | 0 | 0 | 0 | 0 | 0 | 0 | 0
| 6218 | 1.1333 | 3.228 | 0 | 28 | 0 | 28 | 0.9895 | 0 | 1.1333 | 4 | 12.8317 | 21.39% | 0 | 0 | 0 | 0 | 0.34 | 0 | 0
| 6219 | 0.022222 | 3.228 | 0 | 27.8 | 0 | 27.8 | 0.9902 | 0 | 0.022222 | 3 | 12 | 20% | 0 | 0 | 0 | 0 | 0.02 | 0 | 0
| 6220 | 0.022222 | 3.228 | 0 | 27.5 | 0 | 27.5 | 0.99125 | 0 | 0.022222 | 2 | 12 | 20% | 0 | 0 | 0 | 0 | 0.02 | 0 | 0
| 6221 | 0.022222 | 3.228 | 0 | 27.4 | 0 | 27.4 | 0.9916 | 0 | 0.022222 | 1 | 12 | 20% | 0 | 0 | 0 | 0 | 0.02 | 0 | 0
| 6222 | 0.022222 | 3.228 | 0 | 27.3 | 0 | 27.3 | 0.99195 | 0 | 0.022222 | 0 | 12 | 20% | 0 | 0 | 0 | 0 | 0.02 | 0 | 0
| 6223 | 0.022222 | 3.228 | 19 | 27.2 | 18.3526 | 28.3875 | 0.98814 | 0.3627 | -0.34048 | 0 | 12 | 20% | 0 | 0 | 0 | 0 | 0 | 0 | 0
| 6224 | 0.66667 | 3.228 | 174 | 28.3 | 168.0711 | 39.175 | 0.95039 | 3.1947 | -2.528 | 0 | 12.323 | 20.54% | 1 | 1 | 0.8 | 0 | 0 | 0 | 0
| 6225 | 0.77778 | 3.228 | 366 | 29.4 | 353.5289 | 52.275 | 0.90454 | 6.3956 | -5.6178 | 0 | 14.7213 | 24.54% | 1 | 0 | 0 | 0 | 0 | 0 | 0
| 6226 | 1.0444 | 3.228 | 536 | 30.5 | 517.7362 | 64 | 0.8635 | 8.9413 | -7.8969 | 0 | 20.0508 | 33.42% | 1 | 0 | 0 | 0 | 0 | 0 | 0
| 6227 | 1.0444 | 3.228 | 664 | 31.1 | 641.3747 | 72.6 | 0.8334 | 10.6904 | -9.646 | 0 | 27.5424 | 45.9% | 1 | 0 | 0 | 0 | 0 | 0 | 0
| 6228 | 1.6 | 3.228 | 738 | 31.8 | 712.8533 | 77.925 | 0.81476 | 11.6161 | -10.0161 | 0 | 36.6934 | 61.16% | 1 | 0 | 0 | 0 | 0 | 0 | 0
| 6229 | 1.3778 | 3.228 | 751 | 32.4 | 725.4103 | 79.3375 | 0.80982 | 11.749 | -10.3712 | 0 | 46.1955 | 76.99% | 1 | 0 | 0 | 0 | 0 | 0 | 0
| 6230 | 1.1111 | 3.228 | 741 | 32.6 | 715.751 | 78.9125 | 0.81131 | 11.6139 | -10.5028 | 0 | 56.0346 | 93.39% | 1 | 0 | 0 | 6.32 | 0 | 0 | 0
| 6231 | 1.1111 | 3.228 | 658 | 32.9 | 635.5792 | 74.025 | 0.82841 | 10.5304 | -9.4193 | 0 | 60 | 100% | 1 | 0 | 0 | 9.42 | 0 | 0 | 0
| 6232 | 1 | 3.228 | 506 | 33.1 | 488.7585 | 64.725 | 0.86096 | 8.4161 | -7.4161 | 0 | 60 | 100% | 0 | 0 | 0 | 7.42 | 0 | 0 | 0
| 6233 | 0.44444 | 3.228 | 290 | 32.1 | 280.1185 | 50.225 | 0.91171 | 5.1078 | -4.6633 | 0 | 60 | 100% | 0 | 0 | 0 | 4.66 | 0 | 0 | 0
| 6234 | 0.44444 | 3.228 | 81 | 31.1 | 78.24 | 36.1625 | 0.96093 | 1.5037 | -1.0592 | 0 | 60 | 100% | 0 | 0 | 0 | 1.06 | 0 | 0 | 0
| 6235 | 7.7444 | 7.7444 | 2 | 30.1 | 1.9319 | 30.225 | 0.98171 | 0.03793 | 7.7065 | 11 | 60 | 100% | 0 | 0 | 0 | 0 | 0 | 0 | 0
| 6236 | 8.9667 | 8.9667 | 0 | 29.8 | 0 | 29.8 | 0.9832 | 0 | 8.9667 | 10 | 51.8766 | 86.46% | 0 | 0 | 0 | 0 | 0 | 0 | 0
| 6237 | 8.9667 | 8.9667 | 0 | 29.5 | 0 | 29.5 | 0.98425 | 0 | 8.9667 | 9 | 42.4249 | 70.71% | 0 | 0 | 0 | 0 | 0 | 0 | 0
| 6238 | 8.9667 | 8.9667 | 0 | 29.2 | 0 | 29.2 | 0.9853 | 0 | 8.9667 | 8 | 32.9732 | 54.96% | 0 | 0 | 0 | 0 | 0 | 0 | 0
| 6239 | 7.3 | 7.3 | 0 | 28.9 | 0 | 28.9 | 0.98635 | 0 | 7.3 | 7 | 23.5215 | 39.2% | 0 | 0 | 0 | 0 | 0 | 0 | 0
| 6240 | 1.6889 | 3.228 | 0 | 28.5 | 0 | 28.5 | 0.98775 | 0 | 1.6889 | 6 | 15.8267 | 26.38% | 0 | 0 | 0 | 0 | 0 | 0 | 0
| 6241 | 1.1333 | 3.228 | 0 | 28.2 | 0 | 28.2 | 0.9888 | 0 | 1.1333 | 5 | 14.0464 | 23.41% | 0 | 0 | 0 | 0 | 0 | 0 | 0
| 6242 | 1.1333 | 3.228 | 0 | 28.1 | 0 | 28.1 | 0.98915 | 0 | 1.1333 | 4 | 12.8518 | 21.42% | 0 | 0 | 0 | 0 | 0.33 | 0 | 0
| 6243 | 0.022222 | 3.228 | 0 | 28.1 | 0 | 28.1 | 0.98915 | 0 | 0.022222 | 3 | 12 | 20% | 0 | 0 | 0 | 0 | 0.02 | 0 | 0
| 6244 | 0.022222 | 3.228 | 0 | 28 | 0 | 28 | 0.9895 | 0 | 0.022222 | 2 | 12 | 20% | 0 | 0 | 0 | 0 | 0.02 | 0 | 0
| 6245 | 0.022222 | 3.228 | 0 | 27.6 | 0 | 27.6 | 0.9909 | 0 | 0.022222 | 1 | 12 | 20% | 0 | 0 | 0 | 0 | 0.02 | 0 | 0
| 6246 | 0.022222 | 3.228 | 0 | 27.3 | 0 | 27.3 | 0.99195 | 0 | 0.022222 | 0 | 12 | 20% | 0 | 0 | 0 | 0 | 0.02 | 0 | 0
| 6247 | 0.022222 | 3.228 | 16 | 26.9 | 15.4548 | 27.9 | 0.98985 | 0.30596 | -0.28374 | 0 | 12 | 20% | 0 | 0 | 0 | 0 | 0 | 0 | 0
| 6248 | 0.66667 | 3.228 | 139 | 26.9 | 134.2637 | 35.5875 | 0.96294 | 2.5858 | -1.9191 | 0 | 12.2692 | 20.45% | 1 | 1 | 0.8 | 0 | 0 | 0 | 0
| 6249 | 0.77778 | 3.228 | 293 | 27 | 283.0163 | 45.3125 | 0.92891 | 5.2579 | -4.4801 | 0 | 14.0898 | 23.48% | 1 | 0 | 0 | 0 | 0 | 0 | 0
| 6250 | 1.0444 | 3.228 | 429 | 28.4 | 414.3822 | 55.2125 | 0.89426 | 7.4113 | -6.3668 | 0 | 18.34 | 30.57% | 1 | 0 | 0 | 0 | 0 | 0 | 0
| 6251 | 1.0444 | 3.228 | 531 | 29.8 | 512.9066 | 62.9875 | 0.86704 | 8.8942 | -7.8498 | 0 | 24.3801 | 40.63% | 1 | 0 | 0 | 0 | 0 | 0 | 0
| 6252 | 1.6 | 3.228 | 589 | 31.2 | 568.9303 | 68.0125 | 0.84946 | 9.6656 | -8.0656 | 0 | 31.8271 | 53.05% | 1 | 0 | 0 | 0 | 0 | 0 | 0
| 6253 | 1.3778 | 3.228 | 600 | 32.6 | 579.5555 | 70.1 | 0.84215 | 9.7615 | -8.3837 | 0 | 39.4788 | 65.8% | 1 | 0 | 0 | 0 | 0 | 0 | 0
| 6254 | 1.1111 | 3.228 | 560 | 32.4 | 540.9185 | 67.4 | 0.8516 | 9.2129 | -8.1018 | 0 | 47.4323 | 79.05% | 1 | 0 | 0 | 0 | 0 | 0 | 0
| 6255 | 1.1111 | 3.228 | 475 | 32.3 | 458.8148 | 61.9875 | 0.87054 | 7.9884 | -6.8773 | 0 | 55.1183 | 91.86% | 1 | 0 | 0 | 1.73 | 0 | 0 | 0
| 6256 | 1 | 3.228 | 351 | 32.1 | 339.04 | 54.0375 | 0.89837 | 6.0917 | -5.0917 | 0 | 60 | 100% | 1 | 0 | 0 | 5.09 | 0 | 0 | 0
| 6257 | 0.44444 | 3.228 | 200 | 31.3 | 193.1852 | 43.8 | 0.9342 | 3.6095 | -3.165 | 0 | 60 | 100% | 0 | 0 | 0 | 3.17 | 0 | 0 | 0
| 6258 | 0.44444 | 3.228 | 55 | 30.5 | 53.1259 | 33.9375 | 0.96872 | 1.0293 | -0.58484 | 0 | 60 | 100% | 0 | 0 | 0 | 0.58 | 0 | 0 | 0
| 6259 | 7.7444 | 7.7444 | 1 | 29.7 | 0.96593 | 29.7625 | 0.98333 | 0.018997 | 7.7254 | 11 | 60 | 100% | 0 | 0 | 0 | 0 | 0 | 0 | 0
| 6260 | 8.9667 | 8.9667 | 0 | 29.5 | 0 | 29.5 | 0.98425 | 0 | 8.9667 | 10 | 51.8567 | 86.43% | 0 | 0 | 0 | 0 | 0 | 0 | 0
| 6261 | 8.9667 | 8.9667 | 0 | 29.2 | 0 | 29.2 | 0.9853 | 0 | 8.9667 | 9 | 42.405 | 70.67% | 0 | 0 | 0 | 0 | 0 | 0 | 0
| 6262 | 8.9667 | 8.9667 | 0 | 29 | 0 | 29 | 0.986 | 0 | 8.9667 | 8 | 32.9533 | 54.92% | 0 | 0 | 0 | 0 | 0 | 0 | 0
| 6263 | 7.3 | 7.3 | 0 | 28.7 | 0 | 28.7 | 0.98705 | 0 | 7.3 | 7 | 23.5016 | 39.17% | 0 | 0 | 0 | 0 | 0 | 0 | 0
| 6264 | 1.6889 | 3.228 | 0 | 28.5 | 0 | 28.5 | 0.98775 | 0 | 1.6889 | 6 | 15.8067 | 26.34% | 0 | 0 | 0 | 0 | 0 | 0 | 0
| 6265 | 1.1333 | 3.228 | 0 | 28.2 | 0 | 28.2 | 0.9888 | 0 | 1.1333 | 5 | 14.0265 | 23.38% | 0 | 0 | 0 | 0 | 0 | 0 | 0
| 6266 | 1.1333 | 3.228 | 0 | 28 | 0 | 28 | 0.9895 | 0 | 1.1333 | 4 | 12.8318 | 21.39% | 0 | 0 | 0 | 0 | 0.34 | 0 | 0
| 6267 | 0.022222 | 3.228 | 0 | 27.7 | 0 | 27.7 | 0.99055 | 0 | 0.022222 | 3 | 12 | 20% | 0 | 0 | 0 | 0 | 0.02 | 0 | 0
| 6268 | 0.022222 | 3.228 | 0 | 27.5 | 0 | 27.5 | 0.99125 | 0 | 0.022222 | 2 | 12 | 20% | 0 | 0 | 0 | 0 | 0.02 | 0 | 0
| 6269 | 0.022222 | 3.228 | 0 | 26.9 | 0 | 26.9 | 0.99335 | 0 | 0.022222 | 1 | 12 | 20% | 0 | 0 | 0 | 0 | 0.02 | 0 | 0
| 6270 | 0.022222 | 3.228 | 0 | 26.2 | 0 | 26.2 | 0.9958 | 0 | 0.022222 | 0 | 12 | 20% | 0 | 0 | 0 | 0 | 0.02 | 0 | 0
| 6271 | 0.022222 | 3.228 | 15 | 25.6 | 14.4889 | 26.5375 | 0.99462 | 0.28822 | -0.266 | 0 | 12 | 20% | 0 | 0 | 0 | 0 | 0 | 0 | 0
| 6272 | 0.66667 | 3.228 | 152 | 26.9 | 146.8207 | 36.4 | 0.9601 | 2.8193 | -2.1526 | 0 | 12.2523 | 20.42% | 1 | 1 | 0.8 | 0 | 0 | 0 | 0
| 6273 | 0.77778 | 3.228 | 344 | 28.1 | 332.2785 | 49.6 | 0.9139 | 6.0734 | -5.2956 | 0 | 14.2945 | 23.82% | 1 | 0 | 0 | 0 | 0 | 0 | 0
| 6274 | 1.0444 | 3.228 | 536 | 29.4 | 517.7362 | 62.9 | 0.86735 | 8.9812 | -7.9367 | 0 | 19.3183 | 32.2% | 1 | 0 | 0 | 0 | 0 | 0 | 0
| 6275 | 1.0444 | 3.228 | 623 | 30.7 | 601.7718 | 69.6375 | 0.84377 | 10.1551 | -9.1107 | 0 | 26.8478 | 44.75% | 1 | 0 | 0 | 0 | 0 | 0 | 0
| 6276 | 1.6 | 3.228 | 642 | 31.9 | 620.1244 | 72.025 | 0.83541 | 10.3612 | -8.7612 | 0 | 35.4909 | 59.15% | 1 | 0 | 0 | 0 | 0 | 0 | 0
| 6277 | 1.3778 | 3.228 | 598 | 33.2 | 577.6236 | 70.575 | 0.84049 | 9.7097 | -8.3319 | 0 | 43.8025 | 73% | 1 | 0 | 0 | 0 | 0 | 0 | 0
| 6278 | 1.1111 | 3.228 | 559 | 32.8 | 539.9525 | 67.7375 | 0.85042 | 9.1837 | -8.0726 | 0 | 51.7069 | 86.18% | 1 | 0 | 0 | 0 | 0 | 0 | 0
| 6279 | 1.1111 | 3.228 | 473 | 32.4 | 456.8829 | 61.9625 | 0.87063 | 7.9555 | -6.8444 | 0 | 59.3652 | 98.94% | 1 | 0 | 0 | 6.18 | 0 | 0 | 0
| 6280 | 1 | 3.228 | 349 | 32 | 337.1081 | 53.8125 | 0.89916 | 6.0623 | -5.0623 | 0 | 60 | 100% | 1 | 0 | 0 | 5.06 | 0 | 0 | 0
| 6281 | 0.44444 | 3.228 | 198 | 31.1 | 191.2533 | 43.475 | 0.93534 | 3.5777 | -3.1333 | 0 | 60 | 100% | 0 | 0 | 0 | 3.13 | 0 | 0 | 0
| 6282 | 0.44444 | 3.228 | 53 | 30.1 | 51.1941 | 33.4125 | 0.97056 | 0.99373 | -0.54929 | 0 | 60 | 100% | 0 | 0 | 0 | 0.55 | 0 | 0 | 0
| 6283 | 7.7444 | 7.7444 | 1 | 29.2 | 0.96593 | 29.2625 | 0.98508 | 0.01903 | 7.7254 | 11 | 60 | 100% | 0 | 0 | 0 | 0 | 0 | 0 | 0
| 6284 | 8.9667 | 8.9667 | 0 | 29.1 | 0 | 29.1 | 0.98565 | 0 | 8.9667 | 10 | 51.8567 | 86.43% | 0 | 0 | 0 | 0 | 0 | 0 | 0
| 6285 | 8.9667 | 8.9667 | 0 | 28.9 | 0 | 28.9 | 0.98635 | 0 | 8.9667 | 9 | 42.405 | 70.68% | 0 | 0 | 0 | 0 | 0 | 0 | 0
| 6286 | 8.9667 | 8.9667 | 0 | 28.8 | 0 | 28.8 | 0.9867 | 0 | 8.9667 | 8 | 32.9533 | 54.92% | 0 | 0 | 0 | 0 | 0 | 0 | 0
| 6287 | 7.3 | 7.3 | 0 | 26.9 | 0 | 26.9 | 0.99335 | 0 | 7.3 | 7 | 23.5016 | 39.17% | 0 | 0 | 0 | 0 | 0 | 0 | 0
| 6288 | 1.6889 | 3.228 | 0 | 25 | 0 | 25 | 1 | 0 | 1.6889 | 6 | 15.8067 | 26.34% | 0 | 0 | 0 | 0 | 0 | 0 | 0
| 6289 | 1.1333 | 3.228 | 0 | 23.1 | 0 | 23.1 | 1.0067 | 0 | 1.1333 | 5 | 14.0265 | 23.38% | 0 | 0 | 0 | 0 | 0 | 0 | 0
| 6290 | 1.1333 | 3.228 | 0 | 23.3 | 0 | 23.3 | 1.0059 | 0 | 1.1333 | 4 | 12.8318 | 21.39% | 0 | 0 | 0 | 0 | 0.34 | 0 | 0
| 6291 | 0.022222 | 3.228 | 0 | 23.6 | 0 | 23.6 | 1.0049 | 0 | 0.022222 | 3 | 12 | 20% | 0 | 0 | 0 | 0 | 0.02 | 0 | 0
| 6292 | 0.022222 | 3.228 | 0 | 23.8 | 0 | 23.8 | 1.0042 | 0 | 0.022222 | 2 | 12 | 20% | 0 | 0 | 0 | 0 | 0.02 | 0 | 0
| 6293 | 0.022222 | 3.228 | 0 | 24 | 0 | 24 | 1.0035 | 0 | 0.022222 | 1 | 12 | 20% | 0 | 0 | 0 | 0 | 0.02 | 0 | 0
| 6294 | 0.022222 | 3.228 | 0 | 24.1 | 0 | 24.1 | 1.0031 | 0 | 0.022222 | 0 | 12 | 20% | 0 | 0 | 0 | 0 | 0.02 | 0 | 0
| 6295 | 0.022222 | 3.228 | 10 | 24.3 | 9.6593 | 24.925 | 1.0003 | 0.19324 | -0.17101 | 0 | 12 | 20% | 0 | 0 | 0 | 0 | 0 | 0 | 0
| 6296 | 0.66667 | 3.228 | 125 | 25.8 | 120.7407 | 33.6125 | 0.96986 | 2.342 | -1.6754 | 0 | 12.1622 | 20.27% | 1 | 1 | 0.8 | 0 | 0 | 0 | 0
| 6297 | 0.77778 | 3.228 | 320 | 27.2 | 309.0963 | 47.2 | 0.9223 | 5.7016 | -4.9238 | 0 | 13.7516 | 22.92% | 1 | 0 | 0 | 0 | 0 | 0 | 0
| 6298 | 1.0444 | 3.228 | 536 | 28.7 | 517.7362 | 62.2 | 0.8698 | 9.0065 | -7.9621 | 0 | 18.4228 | 30.7% | 1 | 0 | 0 | 0 | 0 | 0 | 0
| 6299 | 1.0444 | 3.228 | 662 | 29.3 | 639.4429 | 70.675 | 0.84014 | 10.7444 | -9.7 | 0 | 25.9763 | 43.29% | 1 | 0 | 0 | 0 | 0 | 0 | 0
| 6300 | 1.6 | 3.228 | 734 | 29.9 | 708.9896 | 75.775 | 0.82229 | 11.6599 | -10.0599 | 0 | 35.1785 | 58.63% | 1 | 0 | 0 | 0 | 0 | 0 | 0
| 6301 | 1.3778 | 3.228 | 745 | 30.5 | 719.6147 | 77.0625 | 0.81778 | 11.7697 | -10.392 | 0 | 44.7221 | 74.54% | 1 | 0 | 0 | 0 | 0 | 0 | 0
| 6302 | 1.1111 | 3.228 | 732 | 30.8 | 707.0577 | 76.55 | 0.81957 | 11.5897 | -10.4786 | 0 | 54.5808 | 90.97% | 1 | 0 | 0 | 4.77 | 0 | 0 | 0
| 6303 | 1.1111 | 3.228 | 648 | 31 | 625.9199 | 71.5 | 0.83725 | 10.481 | -9.3699 | 0 | 60 | 100% | 1 | 0 | 0 | 9.37 | 0 | 0 | 0
| 6304 | 1 | 3.228 | 495 | 31.3 | 478.1333 | 62.2375 | 0.86967 | 8.3164 | -7.3164 | 0 | 60 | 100% | 0 | 0 | 0 | 7.32 | 0 | 0 | 0
| 6305 | 0.44444 | 3.228 | 245 | 28.9 | 236.6518 | 44.2125 | 0.93276 | 4.4148 | -3.9703 | 0 | 60 | 100% | 0 | 0 | 0 | 3.97 | 0 | 0 | 0
| 6306 | 0.44444 | 3.228 | 52 | 26.5 | 50.2281 | 29.75 | 0.98337 | 0.98786 | -0.54342 | 0 | 60 | 100% | 0 | 0 | 0 | 0.54 | 0 | 0 | 0
| 6307 | 7.7444 | 7.7444 | 1 | 24.1 | 0.96593 | 24.1625 | 1.0029 | 0.019375 | 7.7251 | 11 | 60 | 100% | 0 | 0 | 0 | 0 | 0 | 0 | 0
| 6308 | 8.9667 | 8.9667 | 0 | 24.3 | 0 | 24.3 | 1.0025 | 0 | 8.9667 | 10 | 51.8571 | 86.43% | 0 | 0 | 0 | 0 | 0 | 0 | 0
| 6309 | 8.9667 | 8.9667 | 0 | 24.6 | 0 | 24.6 | 1.0014 | 0 | 8.9667 | 9 | 42.4054 | 70.68% | 0 | 0 | 0 | 0 | 0 | 0 | 0
| 6310 | 8.9667 | 8.9667 | 0 | 24.8 | 0 | 24.8 | 1.0007 | 0 | 8.9667 | 8 | 32.9537 | 54.92% | 0 | 0 | 0 | 0 | 0 | 0 | 0
| 6311 | 7.3 | 7.3 | 0 | 24.9 | 0 | 24.9 | 1.0004 | 0 | 7.3 | 7 | 23.502 | 39.17% | 0 | 0 | 0 | 0 | 0 | 0 | 0
| 6312 | 1.6889 | 3.228 | 0 | 24.9 | 0 | 24.9 | 1.0004 | 0 | 1.6889 | 6 | 15.8071 | 26.35% | 0 | 0 | 0 | 0 | 0 | 0 | 0
| 6313 | 1.1333 | 3.228 | 0 | 25 | 0 | 25 | 1 | 0 | 1.1333 | 5 | 14.0269 | 23.38% | 0 | 0 | 0 | 0 | 0 | 0 | 0
| 6314 | 1.1333 | 3.228 | 0 | 25.1 | 0 | 25.1 | 0.99965 | 0 | 1.1333 | 4 | 12.8322 | 21.39% | 0 | 0 | 0 | 0 | 0.34 | 0 | 0
| 6315 | 0.022222 | 3.228 | 0 | 25.2 | 0 | 25.2 | 0.9993 | 0 | 0.022222 | 3 | 12 | 20% | 0 | 0 | 0 | 0 | 0.02 | 0 | 0
| 6316 | 0.022222 | 3.228 | 0 | 25.3 | 0 | 25.3 | 0.99895 | 0 | 0.022222 | 2 | 12 | 20% | 0 | 0 | 0 | 0 | 0.02 | 0 | 0
| 6317 | 0.022222 | 3.228 | 0 | 25.5 | 0 | 25.5 | 0.99825 | 0 | 0.022222 | 1 | 12 | 20% | 0 | 0 | 0 | 0 | 0.02 | 0 | 0
| 6318 | 0.022222 | 3.228 | 0 | 25.6 | 0 | 25.6 | 0.9979 | 0 | 0.022222 | 0 | 12 | 20% | 0 | 0 | 0 | 0 | 0.02 | 0 | 0
| 6319 | 0.022222 | 3.228 | 10 | 25.8 | 9.6593 | 26.425 | 0.99501 | 0.19222 | -0.17 | 0 | 12 | 20% | 0 | 0 | 0 | 0 | 0 | 0 | 0
| 6320 | 0.66667 | 3.228 | 94 | 27 | 90.797 | 32.875 | 0.97244 | 1.7659 | -1.0992 | 0 | 12.1613 | 20.27% | 1 | 1 | 0.8 | 0 | 0 | 0 | 0
| 6321 | 0.77778 | 3.228 | 197 | 28.2 | 190.2874 | 40.5125 | 0.94571 | 3.5991 | -2.8213 | 0 | 13.2041 | 22.01% | 1 | 0 | 0 | 0 | 0 | 0 | 0
| 6322 | 1.0444 | 3.228 | 289 | 29.4 | 279.1526 | 47.4625 | 0.92138 | 5.1441 | -4.0997 | 0 | 15.8806 | 26.47% | 1 | 0 | 0 | 0 | 0 | 0 | 0
| 6323 | 1.0444 | 3.228 | 419 | 30 | 404.7229 | 56.1875 | 0.89084 | 7.2109 | -6.1665 | 0 | 19.7699 | 32.95% | 1 | 0 | 0 | 0 | 0 | 0 | 0
| 6324 | 1.6 | 3.228 | 528 | 30.5 | 510.0088 | 63.5 | 0.86525 | 8.8257 | -7.2257 | 0 | 25.62 | 42.7% | 1 | 0 | 0 | 0 | 0 | 0 | 0
| 6325 | 1.3778 | 3.228 | 596 | 31.1 | 575.6918 | 68.35 | 0.84828 | 9.7669 | -8.3891 | 0 | 32.4749 | 54.12% | 1 | 0 | 0 | 0 | 0 | 0 | 0
| 6326 | 1.1111 | 3.228 | 652 | 31.5 | 629.7836 | 72.25 | 0.83462 | 10.5127 | -9.4016 | 0 | 40.4335 | 67.39% | 1 | 0 | 0 | 0 | 0 | 0 | 0
| 6327 | 1.1111 | 3.228 | 618 | 31.9 | 596.9422 | 70.525 | 0.84066 | 10.0365 | -8.9254 | 0 | 49.3526 | 82.25% | 1 | 0 | 0 | 0 | 0 | 0 | 0
| 6328 | 1 | 3.228 | 493 | 32.3 | 476.2014 | 63.1125 | 0.86661 | 8.2536 | -7.2536 | 0 | 57.82 | 96.37% | 1 | 0 | 0 | 4.96 | 0 | 0 | 0
| 6329 | 0.44444 | 3.228 | 267 | 31.4 | 257.9022 | 48.0875 | 0.91919 | 4.7412 | -4.2968 | 0 | 60 | 100% | 1 | 0 | 0 | 4.3 | 0 | 0 | 0
| 6330 | 0.44444 | 3.228 | 66 | 30.4 | 63.7511 | 34.525 | 0.96666 | 1.2325 | -0.78807 | 0 | 60 | 100% | 0 | 0 | 0 | 0.79 | 0 | 0 | 0
| 6331 | 7.7444 | 7.7444 | 1 | 29.5 | 0.96593 | 29.5625 | 0.98403 | 0.01901 | 7.7254 | 11 | 60 | 100% | 0 | 0 | 0 | 0 | 0 | 0 | 0
| 6332 | 8.9667 | 8.9667 | 0 | 28.7 | 0 | 28.7 | 0.98705 | 0 | 8.9667 | 10 | 51.8567 | 86.43% | 0 | 0 | 0 | 0 | 0 | 0 | 0
| 6333 | 8.9667 | 8.9667 | 0 | 27.8 | 0 | 27.8 | 0.9902 | 0 | 8.9667 | 9 | 42.405 | 70.67% | 0 | 0 | 0 | 0 | 0 | 0 | 0
| 6334 | 8.9667 | 8.9667 | 0 | 27 | 0 | 27 | 0.993 | 0 | 8.9667 | 8 | 32.9533 | 54.92% | 0 | 0 | 0 | 0 | 0 | 0 | 0
| 6335 | 7.3 | 7.3 | 0 | 26.9 | 0 | 26.9 | 0.99335 | 0 | 7.3 | 7 | 23.5016 | 39.17% | 0 | 0 | 0 | 0 | 0 | 0 | 0
| 6336 | 1.6889 | 3.228 | 0 | 26.8 | 0 | 26.8 | 0.9937 | 0 | 1.6889 | 6 | 15.8067 | 26.34% | 0 | 0 | 0 | 0 | 0 | 0 | 0
| 6337 | 1.1333 | 3.228 | 0 | 26.7 | 0 | 26.7 | 0.99405 | 0 | 1.1333 | 5 | 14.0265 | 23.38% | 0 | 0 | 0 | 0 | 0 | 0 | 0
| 6338 | 1.1333 | 3.228 | 0 | 26.5 | 0 | 26.5 | 0.99475 | 0 | 1.1333 | 4 | 12.8318 | 21.39% | 0 | 0 | 0 | 0 | 0.34 | 0 | 0
| 6339 | 0.022222 | 3.228 | 0 | 26.3 | 0 | 26.3 | 0.99545 | 0 | 0.022222 | 3 | 12 | 20% | 0 | 0 | 0 | 0 | 0.02 | 0 | 0
| 6340 | 0.022222 | 3.228 | 0 | 26.1 | 0 | 26.1 | 0.99615 | 0 | 0.022222 | 2 | 12 | 20% | 0 | 0 | 0 | 0 | 0.02 | 0 | 0
| 6341 | 0.022222 | 3.228 | 0 | 25.7 | 0 | 25.7 | 0.99755 | 0 | 0.022222 | 1 | 12 | 20% | 0 | 0 | 0 | 0 | 0.02 | 0 | 0
| 6342 | 0.022222 | 3.228 | 0 | 25.4 | 0 | 25.4 | 0.9986 | 0 | 0.022222 | 0 | 12 | 20% | 0 | 0 | 0 | 0 | 0.02 | 0 | 0
| 6343 | 0.022222 | 3.228 | 15 | 25 | 14.4889 | 25.9375 | 0.99672 | 0.28883 | -0.2666 | 0 | 12 | 20% | 0 | 0 | 0 | 0 | 0 | 0 | 0
| 6344 | 0.66667 | 3.228 | 152 | 26.2 | 146.8207 | 35.7 | 0.96255 | 2.8264 | -2.1598 | 0 | 12.2529 | 20.42% | 1 | 1 | 0.8 | 0 | 0 | 0 | 0
| 6345 | 0.77778 | 3.228 | 344 | 27.3 | 332.2785 | 48.8 | 0.9167 | 6.092 | -5.3142 | 0 | 14.3019 | 23.84% | 1 | 0 | 0 | 0 | 0 | 0 | 0
| 6346 | 1.0444 | 3.228 | 536 | 28.5 | 517.7362 | 62 | 0.8705 | 9.0138 | -7.9693 | 0 | 19.3434 | 32.24% | 1 | 0 | 0 | 0 | 0 | 0 | 0
| 6347 | 1.0444 | 3.228 | 622 | 29.5 | 600.8059 | 68.375 | 0.84819 | 10.1919 | -9.1475 | 0 | 26.9038 | 44.84% | 1 | 0 | 0 | 0 | 0 | 0 | 0
| 6348 | 1.6 | 3.228 | 640 | 30.5 | 618.1925 | 70.5 | 0.84075 | 10.3949 | -8.7949 | 0 | 35.5818 | 59.3% | 1 | 0 | 0 | 0 | 0 | 0 | 0
| 6349 | 1.3778 | 3.228 | 595 | 31.5 | 574.7259 | 68.6875 | 0.84709 | 9.7369 | -8.3592 | 0 | 43.9254 | 73.21% | 1 | 0 | 0 | 0 | 0 | 0 | 0
| 6350 | 1.1111 | 3.228 | 555 | 31.7 | 536.0888 | 66.3875 | 0.85514 | 9.1687 | -8.0575 | 0 | 51.8556 | 86.43% | 1 | 0 | 0 | 0 | 0 | 0 | 0
| 6351 | 1.1111 | 3.228 | 468 | 31.8 | 452.0533 | 61.05 | 0.87383 | 7.9003 | -6.7892 | 0 | 59.4997 | 99.17% | 1 | 0 | 0 | 6.26 | 0 | 0 | 0
| 6352 | 1 | 3.228 | 343 | 32 | 331.3126 | 53.4375 | 0.90047 | 5.9667 | -4.9667 | 0 | 60 | 100% | 1 | 0 | 0 | 4.97 | 0 | 0 | 0
| 6353 | 0.44444 | 3.228 | 173 | 30.3 | 167.1052 | 41.1125 | 0.94361 | 3.1536 | -2.7092 | 0 | 60 | 100% | 0 | 0 | 0 | 2.71 | 0 | 0 | 0
| 6354 | 0.44444 | 3.228 | 38 | 28.7 | 36.7052 | 31.075 | 0.97874 | 0.71849 | -0.27405 | 0 | 60 | 100% | 0 | 0 | 0 | 0.27 | 0 | 0 | 0
| 6355 | 7.7444 | 7.7444 | 0 | 27 | 0 | 27 | 0.993 | 0 | 7.7444 | 11 | 60 | 100% | 0 | 0 | 0 | 0 | 0 | 0 | 0
| 6356 | 8.9667 | 8.9667 | 0 | 26.2 | 0 | 26.2 | 0.9958 | 0 | 8.9667 | 10 | 51.8366 | 86.39% | 0 | 0 | 0 | 0 | 0 | 0 | 0
| 6357 | 8.9667 | 8.9667 | 0 | 25.4 | 0 | 25.4 | 0.9986 | 0 | 8.9667 | 9 | 42.3849 | 70.64% | 0 | 0 | 0 | 0 | 0 | 0 | 0
| 6358 | 8.9667 | 8.9667 | 0 | 24.6 | 0 | 24.6 | 1.0014 | 0 | 8.9667 | 8 | 32.9332 | 54.89% | 0 | 0 | 0 | 0 | 0 | 0 | 0
| 6359 | 7.3 | 7.3 | 0 | 24.8 | 0 | 24.8 | 1.0007 | 0 | 7.3 | 7 | 23.4815 | 39.14% | 0 | 0 | 0 | 0 | 0 | 0 | 0
| 6360 | 1.6889 | 3.228 | 0 | 25 | 0 | 25 | 1 | 0 | 1.6889 | 6 | 15.7867 | 26.31% | 0 | 0 | 0 | 0 | 0 | 0 | 0
| 6361 | 1.1333 | 3.228 | 0 | 25.2 | 0 | 25.2 | 0.9993 | 0 | 1.1333 | 5 | 14.0064 | 23.34% | 0 | 0 | 0 | 0 | 0 | 0 | 0
| 6362 | 1.1333 | 3.228 | 0 | 25.2 | 0 | 25.2 | 0.9993 | 0 | 1.1333 | 4 | 12.8118 | 21.35% | 0 | 0 | 0 | 0 | 0.36 | 0 | 0
| 6363 | 0.022222 | 3.228 | 0 | 25.2 | 0 | 25.2 | 0.9993 | 0 | 0.022222 | 3 | 12 | 20% | 0 | 0 | 0 | 0 | 0.02 | 0 | 0
| 6364 | 0.022222 | 3.228 | 0 | 25.2 | 0 | 25.2 | 0.9993 | 0 | 0.022222 | 2 | 12 | 20% | 0 | 0 | 0 | 0 | 0.02 | 0 | 0
| 6365 | 0.022222 | 3.228 | 0 | 25.3 | 0 | 25.3 | 0.99895 | 0 | 0.022222 | 1 | 12 | 20% | 0 | 0 | 0 | 0 | 0.02 | 0 | 0
| 6366 | 0.022222 | 3.228 | 0 | 25.4 | 0 | 25.4 | 0.9986 | 0 | 0.022222 | 0 | 12 | 20% | 0 | 0 | 0 | 0 | 0.02 | 0 | 0
| 6367 | 0.022222 | 3.228 | 15 | 25.5 | 14.4889 | 26.4375 | 0.99497 | 0.28832 | -0.2661 | 0 | 12 | 20% | 0 | 0 | 0 | 0 | 0 | 0 | 0
| 6368 | 0.66667 | 3.228 | 163 | 26.9 | 157.4459 | 37.0875 | 0.95769 | 3.0157 | -2.349 | 0 | 12.2524 | 20.42% | 1 | 1 | 0.8 | 0 | 0 | 0 | 0
| 6369 | 0.77778 | 3.228 | 385 | 28.4 | 371.8814 | 52.4625 | 0.90388 | 6.7227 | -5.945 | 0 | 14.4809 | 24.13% | 1 | 0 | 0 | 0 | 0 | 0 | 0
| 6370 | 1.0444 | 3.228 | 612 | 29.8 | 591.1466 | 68.05 | 0.84932 | 10.0415 | -8.9971 | 0 | 20.1208 | 33.53% | 1 | 0 | 0 | 0 | 0 | 0 | 0
| 6371 | 1.0444 | 3.228 | 659 | 29.2 | 636.5451 | 70.3875 | 0.84114 | 10.7085 | -9.6641 | 0 | 28.6562 | 47.76% | 1 | 0 | 0 | 0 | 0 | 0 | 0
| 6372 | 1.6 | 3.228 | 584 | 28.6 | 564.1007 | 65.1 | 0.85965 | 9.6986 | -8.0986 | 0 | 37.8243 | 63.04% | 1 | 0 | 0 | 0 | 0 | 0 | 0
| 6373 | 1.3778 | 3.228 | 400 | 28 | 386.3703 | 53 | 0.902 | 6.9701 | -5.5923 | 0 | 45.5073 | 75.85% | 1 | 0 | 0 | 0 | 0 | 0 | 0
| 6374 | 1.1111 | 3.228 | 437 | 27.8 | 422.1096 | 55.1125 | 0.89461 | 7.5524 | -6.4413 | 0 | 50.8127 | 84.69% | 1 | 0 | 0 | 0 | 0 | 0 | 0
| 6375 | 1.1111 | 3.228 | 420 | 27.6 | 405.6888 | 53.85 | 0.89902 | 7.2945 | -6.1834 | 0 | 56.9235 | 94.87% | 1 | 0 | 0 | 2.94 | 0 | 0 | 0
| 6376 | 1 | 3.228 | 341 | 27.4 | 329.3807 | 48.7125 | 0.91701 | 6.0409 | -5.0409 | 0 | 60 | 100% | 1 | 0 | 0 | 5.04 | 0 | 0 | 0
| 6377 | 0.44444 | 3.228 | 171 | 27.3 | 165.1733 | 37.9875 | 0.95454 | 3.1533 | -2.7089 | 0 | 60 | 100% | 0 | 0 | 0 | 2.71 | 0 | 0 | 0
| 6378 | 0.44444 | 3.228 | 37 | 27.3 | 35.7393 | 29.6125 | 0.98386 | 0.70325 | -0.2588 | 0 | 60 | 100% | 0 | 0 | 0 | 0.26 | 0 | 0 | 0
| 6379 | 7.7444 | 7.7444 | 0 | 27.2 | 0 | 27.2 | 0.9923 | 0 | 7.7444 | 11 | 60 | 100% | 0 | 0 | 0 | 0 | 0 | 0 | 0
| 6380 | 8.9667 | 8.9667 | 0 | 26.3 | 0 | 26.3 | 0.99545 | 0 | 8.9667 | 10 | 51.8366 | 86.39% | 0 | 0 | 0 | 0 | 0 | 0 | 0
| 6381 | 8.9667 | 8.9667 | 0 | 25.4 | 0 | 25.4 | 0.9986 | 0 | 8.9667 | 9 | 42.3849 | 70.64% | 0 | 0 | 0 | 0 | 0 | 0 | 0
| 6382 | 8.9667 | 8.9667 | 0 | 24.5 | 0 | 24.5 | 1.0017 | 0 | 8.9667 | 8 | 32.9332 | 54.89% | 0 | 0 | 0 | 0 | 0 | 0 | 0
| 6383 | 7.3 | 7.3 | 0 | 24.6 | 0 | 24.6 | 1.0014 | 0 | 7.3 | 7 | 23.4815 | 39.14% | 0 | 0 | 0 | 0 | 0 | 0 | 0
| 6384 | 1.6889 | 3.228 | 0 | 24.6 | 0 | 24.6 | 1.0014 | 0 | 1.6889 | 6 | 15.7867 | 26.31% | 0 | 0 | 0 | 0 | 0 | 0 | 0
| 6385 | 1.1333 | 3.228 | 0 | 24.7 | 0 | 24.7 | 1.001 | 0 | 1.1333 | 5 | 14.0064 | 23.34% | 0 | 0 | 0 | 0 | 0 | 0 | 0
| 6386 | 1.1333 | 3.228 | 0 | 24.7 | 0 | 24.7 | 1.001 | 0 | 1.1333 | 4 | 12.8118 | 21.35% | 0 | 0 | 0 | 0 | 0.36 | 0 | 0
| 6387 | 0.022222 | 3.228 | 0 | 24.7 | 0 | 24.7 | 1.001 | 0 | 0.022222 | 3 | 12 | 20% | 0 | 0 | 0 | 0 | 0.02 | 0 | 0
| 6388 | 0.022222 | 3.228 | 0 | 24.7 | 0 | 24.7 | 1.001 | 0 | 0.022222 | 2 | 12 | 20% | 0 | 0 | 0 | 0 | 0.02 | 0 | 0
| 6389 | 0.022222 | 3.228 | 0 | 24.7 | 0 | 24.7 | 1.001 | 0 | 0.022222 | 1 | 12 | 20% | 0 | 0 | 0 | 0 | 0.02 | 0 | 0
| 6390 | 0.022222 | 3.228 | 0 | 24.8 | 0 | 24.8 | 1.0007 | 0 | 0.022222 | 0 | 12 | 20% | 0 | 0 | 0 | 0 | 0.02 | 0 | 0
| 6391 | 0.022222 | 3.228 | 15 | 24.8 | 14.4889 | 25.7375 | 0.99742 | 0.28903 | -0.26681 | 0 | 12 | 20% | 0 | 0 | 0 | 0 | 0 | 0 | 0
| 6392 | 0.66667 | 3.228 | 139 | 26.7 | 134.2637 | 35.3875 | 0.96364 | 2.5876 | -1.921 | 0 | 12.2531 | 20.42% | 1 | 1 | 0.8 | 0 | 0 | 0 | 0
| 6393 | 0.77778 | 3.228 | 292 | 28.5 | 282.0503 | 46.75 | 0.92388 | 5.2116 | -4.4338 | 0 | 14.0755 | 23.46% | 1 | 0 | 0 | 0 | 0 | 0 | 0
| 6394 | 1.0444 | 3.228 | 428 | 30.4 | 413.4163 | 57.15 | 0.88748 | 7.3379 | -6.2935 | 0 | 18.2818 | 30.47% | 1 | 0 | 0 | 0 | 0 | 0 | 0
| 6395 | 1.0444 | 3.228 | 529 | 29.5 | 510.9748 | 62.5625 | 0.86853 | 8.876 | -7.8315 | 0 | 24.2523 | 40.42% | 1 | 0 | 0 | 0 | 0 | 0 | 0
| 6396 | 1.6 | 3.228 | 585 | 28.5 | 565.0666 | 65.0625 | 0.85978 | 9.7167 | -8.1167 | 0 | 31.6819 | 52.8% | 1 | 0 | 0 | 0 | 0 | 0 | 0
| 6397 | 1.3778 | 3.228 | 593 | 27.6 | 572.794 | 64.6625 | 0.86118 | 9.8656 | -8.4878 | 0 | 39.3821 | 65.64% | 1 | 0 | 0 | 0 | 0 | 0 | 0
| 6398 | 1.1111 | 3.228 | 602 | 28.7 | 581.4873 | 66.325 | 0.85536 | 9.9476 | -8.8365 | 0 | 47.4343 | 79.06% | 1 | 0 | 0 | 0 | 0 | 0 | 0
| 6399 | 1.1111 | 3.228 | 545 | 29.9 | 526.4296 | 63.9625 | 0.86363 | 9.0928 | -7.9817 | 0 | 55.8174 | 93.03% | 1 | 0 | 0 | 3.57 | 0 | 0 | 0
| 6400 | 1 | 3.228 | 423 | 31 | 408.5866 | 57.4375 | 0.88647 | 7.244 | -6.244 | 0 | 60 | 100% | 1 | 0 | 0 | 6.24 | 0 | 0 | 0
| 6401 | 0.44444 | 3.228 | 235 | 30.2 | 226.9926 | 44.8875 | 0.93039 | 4.2238 | -3.7794 | 0 | 60 | 100% | 0 | 0 | 0 | 3.78 | 0 | 0 | 0
| 6402 | 0.44444 | 3.228 | 57 | 29.3 | 55.0578 | 32.8625 | 0.97248 | 1.0709 | -0.62641 | 0 | 60 | 100% | 0 | 0 | 0 | 0.63 | 0 | 0 | 0
| 6403 | 7.7444 | 7.7444 | 1 | 28.5 | 0.96593 | 28.5625 | 0.98753 | 0.019078 | 7.7254 | 11 | 60 | 100% | 0 | 0 | 0 | 0 | 0 | 0 | 0
| 6404 | 8.9667 | 8.9667 | 0 | 28.1 | 0 | 28.1 | 0.98915 | 0 | 8.9667 | 10 | 51.8567 | 86.43% | 0 | 0 | 0 | 0 | 0 | 0 | 0
| 6405 | 8.9667 | 8.9667 | 0 | 27.6 | 0 | 27.6 | 0.9909 | 0 | 8.9667 | 9 | 42.4051 | 70.68% | 0 | 0 | 0 | 0 | 0 | 0 | 0
| 6406 | 8.9667 | 8.9667 | 0 | 27.2 | 0 | 27.2 | 0.9923 | 0 | 8.9667 | 8 | 32.9534 | 54.92% | 0 | 0 | 0 | 0 | 0 | 0 | 0
| 6407 | 7.3 | 7.3 | 0 | 26.6 | 0 | 26.6 | 0.9944 | 0 | 7.3 | 7 | 23.5017 | 39.17% | 0 | 0 | 0 | 0 | 0 | 0 | 0
| 6408 | 1.6889 | 3.228 | 0 | 26.1 | 0 | 26.1 | 0.99615 | 0 | 1.6889 | 6 | 15.8068 | 26.34% | 0 | 0 | 0 | 0 | 0 | 0 | 0
| 6409 | 1.1333 | 3.228 | 0 | 25.5 | 0 | 25.5 | 0.99825 | 0 | 1.1333 | 5 | 14.0265 | 23.38% | 0 | 0 | 0 | 0 | 0 | 0 | 0
| 6410 | 1.1333 | 3.228 | 0 | 25.3 | 0 | 25.3 | 0.99895 | 0 | 1.1333 | 4 | 12.8319 | 21.39% | 0 | 0 | 0 | 0 | 0.34 | 0 | 0
| 6411 | 0.022222 | 3.228 | 0 | 25.2 | 0 | 25.2 | 0.9993 | 0 | 0.022222 | 3 | 12 | 20% | 0 | 0 | 0 | 0 | 0.02 | 0 | 0
| 6412 | 0.022222 | 3.228 | 0 | 25 | 0 | 25 | 1 | 0 | 0.022222 | 2 | 12 | 20% | 0 | 0 | 0 | 0 | 0.02 | 0 | 0
| 6413 | 0.022222 | 3.228 | 0 | 25 | 0 | 25 | 1 | 0 | 0.022222 | 1 | 12 | 20% | 0 | 0 | 0 | 0 | 0.02 | 0 | 0
| 6414 | 0.022222 | 3.228 | 0 | 25 | 0 | 25 | 1 | 0 | 0.022222 | 0 | 12 | 20% | 0 | 0 | 0 | 0 | 0.02 | 0 | 0
| 6415 | 0.022222 | 3.228 | 15 | 25 | 14.4889 | 25.9375 | 0.99672 | 0.28883 | -0.2666 | 0 | 12 | 20% | 0 | 0 | 0 | 0 | 0 | 0 | 0
| 6416 | 0.66667 | 3.228 | 139 | 26.2 | 134.2637 | 34.8875 | 0.96539 | 2.5923 | -1.9257 | 0 | 12.2529 | 20.42% | 1 | 1 | 0.8 | 0 | 0 | 0 | 0
| 6417 | 0.77778 | 3.228 | 292 | 27.4 | 282.0503 | 45.65 | 0.92773 | 5.2333 | -4.4555 | 0 | 14.0798 | 23.47% | 1 | 0 | 0 | 0 | 0 | 0 | 0
| 6418 | 1.0444 | 3.228 | 428 | 28.6 | 413.4163 | 55.35 | 0.89377 | 7.39 | -6.3456 | 0 | 18.3067 | 30.51% | 1 | 0 | 0 | 0 | 0 | 0 | 0
| 6419 | 1.0444 | 3.228 | 528 | 29.9 | 510.0088 | 62.9 | 0.86735 | 8.8471 | -7.8027 | 0 | 24.3266 | 40.54% | 1 | 0 | 0 | 0 | 0 | 0 | 0
| 6420 | 1.6 | 3.228 | 585 | 31.1 | 565.0666 | 67.6625 | 0.85068 | 9.6138 | -8.0138 | 0 | 31.7289 | 52.88% | 1 | 0 | 0 | 0 | 0 | 0 | 0
| 6421 | 1.3778 | 3.228 | 593 | 32.4 | 572.794 | 69.4625 | 0.84438 | 9.6731 | -8.2954 | 0 | 39.3315 | 65.55% | 1 | 0 | 0 | 0 | 0 | 0 | 0
| 6422 | 1.1111 | 3.228 | 551 | 32.8 | 532.2251 | 67.2375 | 0.85217 | 9.0709 | -7.9598 | 0 | 47.2011 | 78.67% | 1 | 0 | 0 | 0 | 0 | 0 | 0
| 6423 | 1.1111 | 3.228 | 464 | 33.1 | 448.1896 | 62.1 | 0.87015 | 7.7998 | -6.6887 | 0 | 54.7525 | 91.25% | 1 | 0 | 0 | 1.16 | 0 | 0 | 0
| 6424 | 1 | 3.228 | 338 | 33.5 | 326.4829 | 54.625 | 0.89631 | 5.8526 | -4.8526 | 0 | 60 | 100% | 1 | 0 | 0 | 4.85 | 0 | 0 | 0
| 6425 | 0.44444 | 3.228 | 186 | 32.3 | 179.6622 | 43.925 | 0.93376 | 3.3552 | -2.9108 | 0 | 60 | 100% | 0 | 0 | 0 | 2.91 | 0 | 0 | 0
| 6426 | 0.44444 | 3.228 | 44 | 31 | 42.5007 | 33.75 | 0.96937 | 0.82398 | -0.37954 | 0 | 60 | 100% | 0 | 0 | 0 | 0.38 | 0 | 0 | 0
| 6427 | 7.7444 | 7.7444 | 0 | 29.8 | 0 | 29.8 | 0.9832 | 0 | 7.7444 | 11 | 60 | 100% | 0 | 0 | 0 | 0 | 0 | 0 | 0
| 6428 | 8.9667 | 8.9667 | 0 | 28.4 | 0 | 28.4 | 0.9881 | 0 | 8.9667 | 10 | 51.8366 | 86.39% | 0 | 0 | 0 | 0 | 0 | 0 | 0
| 6429 | 8.9667 | 8.9667 | 0 | 26.9 | 0 | 26.9 | 0.99335 | 0 | 8.9667 | 9 | 42.3849 | 70.64% | 0 | 0 | 0 | 0 | 0 | 0 | 0
| 6430 | 8.9667 | 8.9667 | 0 | 25.5 | 0 | 25.5 | 0.99825 | 0 | 8.9667 | 8 | 32.9332 | 54.89% | 0 | 0 | 0 | 0 | 0 | 0 | 0
| 6431 | 7.3 | 7.3 | 0 | 25.5 | 0 | 25.5 | 0.99825 | 0 | 7.3 | 7 | 23.4815 | 39.14% | 0 | 0 | 0 | 0 | 0 | 0 | 0
| 6432 | 1.6889 | 3.228 | 0 | 25.6 | 0 | 25.6 | 0.9979 | 0 | 1.6889 | 6 | 15.7867 | 26.31% | 0 | 0 | 0 | 0 | 0 | 0 | 0
| 6433 | 1.1333 | 3.228 | 0 | 25.6 | 0 | 25.6 | 0.9979 | 0 | 1.1333 | 5 | 14.0064 | 23.34% | 0 | 0 | 0 | 0 | 0 | 0 | 0
| 6434 | 1.1333 | 3.228 | 0 | 25.4 | 0 | 25.4 | 0.9986 | 0 | 1.1333 | 4 | 12.8118 | 21.35% | 0 | 0 | 0 | 0 | 0.36 | 0 | 0
| 6435 | 0.022222 | 3.228 | 0 | 25.1 | 0 | 25.1 | 0.99965 | 0 | 0.022222 | 3 | 12 | 20% | 0 | 0 | 0 | 0 | 0.02 | 0 | 0
| 6436 | 0.022222 | 3.228 | 0 | 24.9 | 0 | 24.9 | 1.0004 | 0 | 0.022222 | 2 | 12 | 20% | 0 | 0 | 0 | 0 | 0.02 | 0 | 0
| 6437 | 0.022222 | 3.228 | 0 | 24.9 | 0 | 24.9 | 1.0004 | 0 | 0.022222 | 1 | 12 | 20% | 0 | 0 | 0 | 0 | 0.02 | 0 | 0
| 6438 | 0.022222 | 3.228 | 0 | 24.8 | 0 | 24.8 | 1.0007 | 0 | 0.022222 | 0 | 12 | 20% | 0 | 0 | 0 | 0 | 0.02 | 0 | 0
| 6439 | 0.022222 | 3.228 | 19 | 24.8 | 18.3526 | 25.9875 | 0.99654 | 0.36578 | -0.34356 | 0 | 12 | 20% | 0 | 0 | 0 | 0 | 0 | 0 | 0
| 6440 | 0.66667 | 3.228 | 191 | 26.4 | 184.4918 | 38.3375 | 0.95332 | 3.5176 | -2.8509 | 0 | 12.3259 | 20.54% | 1 | 1 | 0.8 | 0 | 0 | 0 | 0
| 6441 | 0.77778 | 3.228 | 432 | 28 | 417.28 | 55 | 0.895 | 7.4693 | -6.6915 | 0 | 15.0306 | 25.05% | 1 | 0 | 0 | 0 | 0 | 0 | 0
| 6442 | 1.0444 | 3.228 | 665 | 29.6 | 642.3407 | 71.1625 | 0.83843 | 10.7712 | -9.7267 | 0 | 21.3787 | 35.63% | 1 | 0 | 0 | 0 | 0 | 0 | 0
| 6443 | 1.0444 | 3.228 | 780 | 30.5 | 753.4221 | 79.25 | 0.81012 | 12.2073 | -11.1629 | 0 | 30.6063 | 51.01% | 1 | 0 | 0 | 0.4 | 0 | 0 | 0
| 6444 | 1.6 | 3.228 | 804 | 31.3 | 776.6044 | 81.55 | 0.80207 | 12.4579 | -10.8579 | 0 | 40.8141 | 68.02% | 1 | 0 | 0 | 0.1 | 0 | 0 | 0
| 6445 | 1.3778 | 3.228 | 739 | 32.2 | 713.8192 | 78.3875 | 0.81314 | 11.6088 | -10.231 | 0 | 51.0219 | 85.04% | 1 | 0 | 0 | 0.77 | 0 | 0 | 0
| 6446 | 1.1111 | 3.228 | 646 | 31.3 | 623.9881 | 71.675 | 0.83664 | 10.441 | -9.3299 | 0 | 60 | 100% | 1 | 0 | 0 | 9.33 | 0 | 0 | 0
| 6447 | 1.1111 | 3.228 | 504 | 30.5 | 486.8266 | 62 | 0.8705 | 8.4757 | -7.3645 | 0 | 60 | 100% | 0 | 0 | 0 | 7.36 | 0 | 0 | 0
| 6448 | 1 | 3.228 | 336 | 29.6 | 324.5511 | 50.6 | 0.9104 | 5.9094 | -4.9094 | 0 | 60 | 100% | 0 | 0 | 0 | 4.91 | 0 | 0 | 0
| 6449 | 0.44444 | 3.228 | 184 | 29.6 | 177.7304 | 41.1 | 0.94365 | 3.3543 | -2.9099 | 0 | 60 | 100% | 0 | 0 | 0 | 2.91 | 0 | 0 | 0
| 6450 | 0.44444 | 3.228 | 43 | 29.6 | 41.5348 | 32.2875 | 0.97449 | 0.80951 | -0.36506 | 0 | 60 | 100% | 0 | 0 | 0 | 0.37 | 0 | 0 | 0
| 6451 | 7.7444 | 7.7444 | 0 | 29.6 | 0 | 29.6 | 0.9839 | 0 | 7.7444 | 11 | 60 | 100% | 0 | 0 | 0 | 0 | 0 | 0 | 0
| 6452 | 8.9667 | 8.9667 | 0 | 27.9 | 0 | 27.9 | 0.98985 | 0 | 8.9667 | 10 | 51.8366 | 86.39% | 0 | 0 | 0 | 0 | 0 | 0 | 0
| 6453 | 8.9667 | 8.9667 | 0 | 26.1 | 0 | 26.1 | 0.99615 | 0 | 8.9667 | 9 | 42.3849 | 70.64% | 0 | 0 | 0 | 0 | 0 | 0 | 0
| 6454 | 8.9667 | 8.9667 | 0 | 24.4 | 0 | 24.4 | 1.0021 | 0 | 8.9667 | 8 | 32.9332 | 54.89% | 0 | 0 | 0 | 0 | 0 | 0 | 0
| 6455 | 7.3 | 7.3 | 0 | 24.4 | 0 | 24.4 | 1.0021 | 0 | 7.3 | 7 | 23.4815 | 39.14% | 0 | 0 | 0 | 0 | 0 | 0 | 0
| 6456 | 1.6889 | 3.228 | 0 | 24.5 | 0 | 24.5 | 1.0017 | 0 | 1.6889 | 6 | 15.7867 | 26.31% | 0 | 0 | 0 | 0 | 0 | 0 | 0
| 6457 | 1.1333 | 3.228 | 0 | 24.5 | 0 | 24.5 | 1.0017 | 0 | 1.1333 | 5 | 14.0064 | 23.34% | 0 | 0 | 0 | 0 | 0 | 0 | 0
| 6458 | 1.1333 | 3.228 | 0 | 24.5 | 0 | 24.5 | 1.0017 | 0 | 1.1333 | 4 | 12.8118 | 21.35% | 0 | 0 | 0 | 0 | 0.36 | 0 | 0
| 6459 | 0.022222 | 3.228 | 0 | 24.4 | 0 | 24.4 | 1.0021 | 0 | 0.022222 | 3 | 12 | 20% | 0 | 0 | 0 | 0 | 0.02 | 0 | 0
| 6460 | 0.022222 | 3.228 | 0 | 24.4 | 0 | 24.4 | 1.0021 | 0 | 0.022222 | 2 | 12 | 20% | 0 | 0 | 0 | 0 | 0.02 | 0 | 0
| 6461 | 0.022222 | 3.228 | 0 | 24.6 | 0 | 24.6 | 1.0014 | 0 | 0.022222 | 1 | 12 | 20% | 0 | 0 | 0 | 0 | 0.02 | 0 | 0
| 6462 | 0.022222 | 3.228 | 0 | 24.7 | 0 | 24.7 | 1.001 | 0 | 0.022222 | 0 | 12 | 20% | 0 | 0 | 0 | 0 | 0.02 | 0 | 0
| 6463 | 0.022222 | 3.228 | 15 | 24.9 | 14.4889 | 25.8375 | 0.99707 | 0.28893 | -0.26671 | 0 | 12 | 20% | 0 | 0 | 0 | 0 | 0 | 0 | 0
| 6464 | 0.66667 | 3.228 | 138 | 26.2 | 133.2978 | 34.825 | 0.96561 | 2.5743 | -1.9076 | 0 | 12.253 | 20.42% | 1 | 1 | 0.8 | 0 | 0 | 0 | 0
| 6465 | 0.77778 | 3.228 | 291 | 27.4 | 281.0844 | 45.5875 | 0.92794 | 5.2166 | -4.4388 | 0 | 14.0627 | 23.44% | 1 | 0 | 0 | 0 | 0 | 0 | 0
| 6466 | 1.0444 | 3.228 | 427 | 28.7 | 412.4503 | 55.3875 | 0.89364 | 7.3717 | -6.3272 | 0 | 18.2738 | 30.46% | 1 | 0 | 0 | 0 | 0 | 0 | 0
| 6467 | 1.0444 | 3.228 | 527 | 29.6 | 509.0429 | 62.5375 | 0.86862 | 8.8433 | -7.7988 | 0 | 24.2763 | 40.46% | 1 | 0 | 0 | 0 | 0 | 0 | 0
| 6468 | 1.6 | 3.228 | 583 | 30.6 | 563.1348 | 67.0375 | 0.85287 | 9.6056 | -8.0056 | 0 | 31.675 | 52.79% | 1 | 0 | 0 | 0 | 0 | 0 | 0
| 6469 | 1.3778 | 3.228 | 590 | 31.5 | 569.8962 | 68.375 | 0.84819 | 9.6676 | -8.2898 | 0 | 39.2697 | 65.45% | 1 | 0 | 0 | 0 | 0 | 0 | 0
| 6470 | 1.1111 | 3.228 | 598 | 31.9 | 577.6236 | 69.275 | 0.84504 | 9.7623 | -8.6512 | 0 | 47.1341 | 78.56% | 1 | 0 | 0 | 0 | 0 | 0 | 0
| 6471 | 1.1111 | 3.228 | 540 | 32.2 | 521.5999 | 65.95 | 0.85667 | 8.9368 | -7.8257 | 0 | 55.3413 | 92.24% | 1 | 0 | 0 | 2.92 | 0 | 0 | 0
| 6472 | 1 | 3.228 | 416 | 32.6 | 401.8251 | 58.6 | 0.8824 | 7.0914 | -6.0914 | 0 | 60 | 100% | 1 | 0 | 0 | 6.09 | 0 | 0 | 0
| 6473 | 0.44444 | 3.228 | 213 | 32 | 205.7422 | 45.3125 | 0.92891 | 3.8223 | -3.3779 | 0 | 60 | 100% | 0 | 0 | 0 | 3.38 | 0 | 0 | 0
| 6474 | 0.44444 | 3.228 | 45 | 31.3 | 43.4667 | 34.1125 | 0.96811 | 0.84161 | -0.39716 | 0 | 60 | 100% | 0 | 0 | 0 | 0.4 | 0 | 0 | 0
| 6475 | 7.7444 | 7.7444 | 0 | 30.7 | 0 | 30.7 | 0.98005 | 0 | 7.7444 | 11 | 60 | 100% | 0 | 0 | 0 | 0 | 0 | 0 | 0
| 6476 | 8.9667 | 8.9667 | 0 | 30.3 | 0 | 30.3 | 0.98145 | 0 | 8.9667 | 10 | 51.8366 | 86.39% | 0 | 0 | 0 | 0 | 0 | 0 | 0
| 6477 | 8.9667 | 8.9667 | 0 | 29.9 | 0 | 29.9 | 0.98285 | 0 | 8.9667 | 9 | 42.3849 | 70.64% | 0 | 0 | 0 | 0 | 0 | 0 | 0
| 6478 | 8.9667 | 8.9667 | 0 | 29.5 | 0 | 29.5 | 0.98425 | 0 | 8.9667 | 8 | 32.9332 | 54.89% | 0 | 0 | 0 | 0 | 0 | 0 | 0
| 6479 | 7.3 | 7.3 | 0 | 29.2 | 0 | 29.2 | 0.9853 | 0 | 7.3 | 7 | 23.4815 | 39.14% | 0 | 0 | 0 | 0 | 0 | 0 | 0
| 6480 | 1.6889 | 3.228 | 0 | 28.8 | 0 | 28.8 | 0.9867 | 0 | 1.6889 | 6 | 15.7867 | 26.31% | 0 | 0 | 0 | 0 | 0 | 0 | 0
| 6481 | 1.1333 | 3.228 | 0 | 28.5 | 0 | 28.5 | 0.98775 | 0 | 1.1333 | 5 | 14.0064 | 23.34% | 0 | 0 | 0 | 0 | 0 | 0 | 0
| 6482 | 1.1333 | 3.228 | 0 | 28.4 | 0 | 28.4 | 0.9881 | 0 | 1.1333 | 4 | 12.8118 | 21.35% | 0 | 0 | 0 | 0 | 0.36 | 0 | 0
| 6483 | 0.022222 | 3.228 | 0 | 28.2 | 0 | 28.2 | 0.9888 | 0 | 0.022222 | 3 | 12 | 20% | 0 | 0 | 0 | 0 | 0.02 | 0 | 0
| 6484 | 0.022222 | 3.228 | 0 | 28.1 | 0 | 28.1 | 0.98915 | 0 | 0.022222 | 2 | 12 | 20% | 0 | 0 | 0 | 0 | 0.02 | 0 | 0
| 6485 | 0.022222 | 3.228 | 0 | 27.9 | 0 | 27.9 | 0.98985 | 0 | 0.022222 | 1 | 12 | 20% | 0 | 0 | 0 | 0 | 0.02 | 0 | 0
| 6486 | 0.022222 | 3.228 | 0 | 27.6 | 0 | 27.6 | 0.9909 | 0 | 0.022222 | 0 | 12 | 20% | 0 | 0 | 0 | 0 | 0.02 | 0 | 0
| 6487 | 0.022222 | 3.228 | 22 | 27.4 | 21.2504 | 28.775 | 0.98679 | 0.41939 | -0.39717 | 0 | 12 | 20% | 0 | 0 | 0 | 0 | 0 | 0 | 0
| 6488 | 0.66667 | 3.228 | 196 | 28.9 | 189.3215 | 41.15 | 0.94347 | 3.5724 | -2.9057 | 0 | 12.3768 | 20.63% | 1 | 1 | 0.8 | 0 | 0 | 0 | 0
| 6489 | 0.77778 | 3.228 | 415 | 30.4 | 400.8592 | 56.3375 | 0.89032 | 7.1378 | -6.3601 | 0 | 15.1334 | 25.22% | 1 | 0 | 0 | 0 | 0 | 0 | 0
| 6490 | 1.0444 | 3.228 | 608 | 31.9 | 587.2829 | 69.9 | 0.84285 | 9.8998 | -8.8554 | 0 | 21.1671 | 35.28% | 1 | 0 | 0 | 0 | 0 | 0 | 0
| 6491 | 1.0444 | 3.228 | 722 | 30.3 | 697.3984 | 75.425 | 0.82351 | 11.4863 | -10.4419 | 0 | 29.5681 | 49.28% | 1 | 0 | 0 | 0 | 0 | 0 | 0
| 6492 | 1.6 | 3.228 | 764 | 28.6 | 737.9673 | 76.35 | 0.82027 | 12.1067 | -10.5067 | 0 | 39.4741 | 65.79% | 1 | 0 | 0 | 0 | 0 | 0 | 0
| 6493 | 1.3778 | 3.228 | 734 | 27 | 708.9896 | 72.875 | 0.83244 | 11.8038 | -10.426 | 0 | 49.4417 | 82.4% | 1 | 0 | 0 | 0 | 0 | 0 | 0
| 6494 | 1.1111 | 3.228 | 640 | 27.7 | 618.1925 | 67.7 | 0.85055 | 10.5161 | -9.405 | 0 | 59.3326 | 98.89% | 1 | 0 | 0 | 8.7 | 0 | 0 | 0
| 6495 | 1.1111 | 3.228 | 499 | 28.3 | 481.997 | 59.4875 | 0.87929 | 8.4763 | -7.3652 | 0 | 60 | 100% | 1 | 0 | 0 | 7.37 | 0 | 0 | 0
| 6496 | 1 | 3.228 | 331 | 29 | 319.7214 | 49.6875 | 0.91359 | 5.8419 | -4.8419 | 0 | 60 | 100% | 0 | 0 | 0 | 4.84 | 0 | 0 | 0
| 6497 | 0.44444 | 3.228 | 211 | 28.8 | 203.8103 | 41.9875 | 0.94054 | 3.8339 | -3.3894 | 0 | 60 | 100% | 0 | 0 | 0 | 3.39 | 0 | 0 | 0
| 6498 | 0.44444 | 3.228 | 52 | 28.6 | 50.2281 | 31.85 | 0.97603 | 0.98048 | -0.53603 | 0 | 60 | 100% | 0 | 0 | 0 | 0.54 | 0 | 0 | 0
| 6499 | 7.7444 | 7.7444 | 0 | 28.4 | 0 | 28.4 | 0.9881 | 0 | 7.7444 | 11 | 60 | 100% | 0 | 0 | 0 | 0 | 0 | 0 | 0
| 6500 | 8.9667 | 8.9667 | 0 | 27.8 | 0 | 27.8 | 0.9902 | 0 | 8.9667 | 10 | 51.8366 | 86.39% | 0 | 0 | 0 | 0 | 0 | 0 | 0
| 6501 | 8.9667 | 8.9667 | 0 | 27.3 | 0 | 27.3 | 0.99195 | 0 | 8.9667 | 9 | 42.3849 | 70.64% | 0 | 0 | 0 | 0 | 0 | 0 | 0
| 6502 | 8.9667 | 8.9667 | 0 | 26.7 | 0 | 26.7 | 0.99405 | 0 | 8.9667 | 8 | 32.9332 | 54.89% | 0 | 0 | 0 | 0 | 0 | 0 | 0
| 6503 | 7.3 | 7.3 | 0 | 26.5 | 0 | 26.5 | 0.99475 | 0 | 7.3 | 7 | 23.4815 | 39.14% | 0 | 0 | 0 | 0 | 0 | 0 | 0
| 6504 | 1.6889 | 3.228 | 0 | 26.4 | 0 | 26.4 | 0.9951 | 0 | 1.6889 | 6 | 15.7867 | 26.31% | 0 | 0 | 0 | 0 | 0 | 0 | 0
| 6505 | 1.1333 | 3.228 | 0 | 26.2 | 0 | 26.2 | 0.9958 | 0 | 1.1333 | 5 | 14.0064 | 23.34% | 0 | 0 | 0 | 0 | 0 | 0 | 0
| 6506 | 1.1333 | 3.228 | 0 | 26.1 | 0 | 26.1 | 0.99615 | 0 | 1.1333 | 4 | 12.8118 | 21.35% | 0 | 0 | 0 | 0 | 0.36 | 0 | 0
| 6507 | 0.022222 | 3.228 | 0 | 25.9 | 0 | 25.9 | 0.99685 | 0 | 0.022222 | 3 | 12 | 20% | 0 | 0 | 0 | 0 | 0.02 | 0 | 0
| 6508 | 0.022222 | 3.228 | 0 | 25.8 | 0 | 25.8 | 0.9972 | 0 | 0.022222 | 2 | 12 | 20% | 0 | 0 | 0 | 0 | 0.02 | 0 | 0
| 6509 | 0.022222 | 3.228 | 0 | 25.8 | 0 | 25.8 | 0.9972 | 0 | 0.022222 | 1 | 12 | 20% | 0 | 0 | 0 | 0 | 0.02 | 0 | 0
| 6510 | 0.022222 | 3.228 | 0 | 25.8 | 0 | 25.8 | 0.9972 | 0 | 0.022222 | 0 | 12 | 20% | 0 | 0 | 0 | 0 | 0.02 | 0 | 0
| 6511 | 0.022222 | 3.228 | 19 | 25.8 | 18.3526 | 26.9875 | 0.99304 | 0.3645 | -0.34228 | 0 | 12 | 20% | 0 | 0 | 0 | 0 | 0 | 0 | 0
| 6512 | 0.66667 | 3.228 | 171 | 27.2 | 165.1733 | 37.8875 | 0.95489 | 3.1545 | -2.4878 | 0 | 12.3247 | 20.54% | 1 | 1 | 0.8 | 0 | 0 | 0 | 0
| 6513 | 0.77778 | 3.228 | 362 | 28.5 | 349.6651 | 51.125 | 0.90856 | 6.3539 | -5.5761 | 0 | 14.6848 | 24.47% | 1 | 0 | 0 | 0 | 0 | 0 | 0
| 6514 | 1.0444 | 3.228 | 529 | 29.9 | 510.9748 | 62.9625 | 0.86713 | 8.8616 | -7.8172 | 0 | 19.9748 | 33.29% | 1 | 0 | 0 | 0 | 0 | 0 | 0
| 6515 | 1.0444 | 3.228 | 615 | 31.1 | 594.0444 | 69.5375 | 0.84412 | 10.0289 | -8.9844 | 0 | 27.3908 | 45.65% | 1 | 0 | 0 | 0 | 0 | 0 | 0
| 6516 | 1.6 | 3.228 | 632 | 32.2 | 610.4651 | 71.7 | 0.83655 | 10.2137 | -8.6137 | 0 | 35.9142 | 59.86% | 1 | 0 | 0 | 0 | 0 | 0 | 0
| 6517 | 1.3778 | 3.228 | 587 | 33.4 | 566.9985 | 70.0875 | 0.84219 | 9.5505 | -8.1727 | 0 | 44.0859 | 73.48% | 1 | 0 | 0 | 0 | 0 | 0 | 0
| 6518 | 1.1111 | 3.228 | 544 | 33.1 | 525.4636 | 67.1 | 0.85265 | 8.9607 | -7.8496 | 0 | 51.8391 | 86.4% | 1 | 0 | 0 | 0 | 0 | 0 | 0
| 6519 | 1.1111 | 3.228 | 456 | 32.9 | 440.4622 | 61.4 | 0.8726 | 7.6869 | -6.5758 | 0 | 59.2859 | 98.81% | 1 | 0 | 0 | 5.82 | 0 | 0 | 0
| 6520 | 1 | 3.228 | 329 | 32.6 | 317.7896 | 53.1625 | 0.90143 | 5.7293 | -4.7293 | 0 | 60 | 100% | 1 | 0 | 0 | 4.73 | 0 | 0 | 0
| 6521 | 0.44444 | 3.228 | 178 | 30.4 | 171.9348 | 41.525 | 0.94216 | 3.2398 | -2.7954 | 0 | 60 | 100% | 0 | 0 | 0 | 2.8 | 0 | 0 | 0
| 6522 | 0.44444 | 3.228 | 39 | 28.1 | 37.6711 | 30.5375 | 0.98062 | 0.73882 | -0.29438 | 0 | 60 | 100% | 0 | 0 | 0 | 0.29 | 0 | 0 | 0
| 6523 | 7.7444 | 7.7444 | 0 | 25.9 | 0 | 25.9 | 0.99685 | 0 | 7.7444 | 11 | 60 | 100% | 0 | 0 | 0 | 0 | 0 | 0 | 0
| 6524 | 8.9667 | 8.9667 | 0 | 25.9 | 0 | 25.9 | 0.99685 | 0 | 8.9667 | 10 | 51.8366 | 86.39% | 0 | 0 | 0 | 0 | 0 | 0 | 0
| 6525 | 8.9667 | 8.9667 | 0 | 26 | 0 | 26 | 0.9965 | 0 | 8.9667 | 9 | 42.3849 | 70.64% | 0 | 0 | 0 | 0 | 0 | 0 | 0
| 6526 | 8.9667 | 8.9667 | 0 | 26 | 0 | 26 | 0.9965 | 0 | 8.9667 | 8 | 32.9332 | 54.89% | 0 | 0 | 0 | 0 | 0 | 0 | 0
| 6527 | 7.3 | 7.3 | 0 | 25.9 | 0 | 25.9 | 0.99685 | 0 | 7.3 | 7 | 23.4815 | 39.14% | 0 | 0 | 0 | 0 | 0 | 0 | 0
| 6528 | 1.6889 | 3.228 | 0 | 25.9 | 0 | 25.9 | 0.99685 | 0 | 1.6889 | 6 | 15.7867 | 26.31% | 0 | 0 | 0 | 0 | 0 | 0 | 0
| 6529 | 1.1333 | 3.228 | 0 | 25.8 | 0 | 25.8 | 0.9972 | 0 | 1.1333 | 5 | 14.0064 | 23.34% | 0 | 0 | 0 | 0 | 0 | 0 | 0
| 6530 | 1.1333 | 3.228 | 0 | 25.7 | 0 | 25.7 | 0.99755 | 0 | 1.1333 | 4 | 12.8118 | 21.35% | 0 | 0 | 0 | 0 | 0.36 | 0 | 0
| 6531 | 0.022222 | 3.228 | 0 | 25.6 | 0 | 25.6 | 0.9979 | 0 | 0.022222 | 3 | 12 | 20% | 0 | 0 | 0 | 0 | 0.02 | 0 | 0
| 6532 | 0.022222 | 3.228 | 0 | 25.5 | 0 | 25.5 | 0.99825 | 0 | 0.022222 | 2 | 12 | 20% | 0 | 0 | 0 | 0 | 0.02 | 0 | 0
| 6533 | 0.022222 | 3.228 | 0 | 25.4 | 0 | 25.4 | 0.9986 | 0 | 0.022222 | 1 | 12 | 20% | 0 | 0 | 0 | 0 | 0.02 | 0 | 0
| 6534 | 0.022222 | 3.228 | 0 | 25.3 | 0 | 25.3 | 0.99895 | 0 | 0.022222 | 0 | 12 | 20% | 0 | 0 | 0 | 0 | 0.02 | 0 | 0
| 6535 | 0.022222 | 3.228 | 22 | 25.2 | 21.2504 | 26.575 | 0.99449 | 0.42266 | -0.40044 | 0 | 12 | 20% | 0 | 0 | 0 | 0 | 0 | 0 | 0
| 6536 | 0.66667 | 3.228 | 196 | 26.9 | 189.3215 | 39.15 | 0.95047 | 3.5989 | -2.9322 | 0 | 12.3799 | 20.63% | 1 | 1 | 0.8 | 0 | 0 | 0 | 0
| 6537 | 0.77778 | 3.228 | 415 | 28.6 | 400.8592 | 54.5375 | 0.89662 | 7.1884 | -6.4106 | 0 | 15.1617 | 25.27% | 1 | 0 | 0 | 0 | 0 | 0 | 0
| 6538 | 1.0444 | 3.228 | 608 | 30.3 | 587.2829 | 68.3 | 0.84845 | 9.9656 | -8.9212 | 0 | 21.2433 | 35.41% | 1 | 0 | 0 | 0 | 0 | 0 | 0
| 6539 | 1.0444 | 3.228 | 691 | 31.4 | 667.4547 | 74.5875 | 0.82644 | 11.0323 | -9.9878 | 0 | 29.7066 | 49.51% | 1 | 0 | 0 | 0 | 0 | 0 | 0
| 6540 | 1.6 | 3.228 | 681 | 32.4 | 657.7955 | 74.9625 | 0.82513 | 10.8554 | -9.2554 | 0 | 39.1819 | 65.3% | 1 | 0 | 0 | 0 | 0 | 0 | 0
| 6541 | 1.3778 | 3.228 | 587 | 33.5 | 566.9985 | 70.1875 | 0.84184 | 9.5465 | -8.1687 | 0 | 47.9623 | 79.94% | 1 | 0 | 0 | 0 | 0 | 0 | 0
| 6542 | 1.1111 | 3.228 | 544 | 32.7 | 525.4636 | 66.7 | 0.85405 | 8.9754 | -7.8643 | 0 | 55.7118 | 92.85% | 1 | 0 | 0 | 3.34 | 0 | 0 | 0
| 6543 | 1.1111 | 3.228 | 455 | 31.9 | 439.4963 | 60.3375 | 0.87632 | 7.7028 | -6.5917 | 0 | 60 | 100% | 1 | 0 | 0 | 6.59 | 0 | 0 | 0
| 6544 | 1 | 3.228 | 328 | 31.1 | 316.8237 | 51.6 | 0.9069 | 5.7465 | -4.7465 | 0 | 60 | 100% | 0 | 0 | 0 | 4.75 | 0 | 0 | 0
| 6545 | 0.44444 | 3.228 | 158 | 29.7 | 152.6163 | 39.575 | 0.94899 | 2.8966 | -2.4522 | 0 | 60 | 100% | 0 | 0 | 0 | 2.45 | 0 | 0 | 0
| 6546 | 0.44444 | 3.228 | 29 | 28.2 | 28.0118 | 30.0125 | 0.98246 | 0.55041 | -0.10596 | 0 | 60 | 100% | 0 | 0 | 0 | 0.11 | 0 | 0 | 0
| 6547 | 7.7444 | 7.7444 | 0 | 26.9 | 0 | 26.9 | 0.99335 | 0 | 7.7444 | 11 | 60 | 100% | 0 | 0 | 0 | 0 | 0 | 0 | 0
| 6548 | 8.9667 | 8.9667 | 0 | 26.9 | 0 | 26.9 | 0.99335 | 0 | 8.9667 | 10 | 51.8366 | 86.39% | 0 | 0 | 0 | 0 | 0 | 0 | 0
| 6549 | 8.9667 | 8.9667 | 0 | 26.8 | 0 | 26.8 | 0.9937 | 0 | 8.9667 | 9 | 42.3849 | 70.64% | 0 | 0 | 0 | 0 | 0 | 0 | 0
| 6550 | 8.9667 | 8.9667 | 0 | 26.7 | 0 | 26.7 | 0.99405 | 0 | 8.9667 | 8 | 32.9332 | 54.89% | 0 | 0 | 0 | 0 | 0 | 0 | 0
| 6551 | 7.3 | 7.3 | 0 | 26.4 | 0 | 26.4 | 0.9951 | 0 | 7.3 | 7 | 23.4815 | 39.14% | 0 | 0 | 0 | 0 | 0 | 0 | 0
| 6552 | 1.6889 | 3.228 | 0 | 26 | 0 | 26 | 0.9965 | 0 | 1.6889 | 6 | 15.7867 | 26.31% | 0 | 0 | 0 | 0 | 0 | 0 | 0
| 6553 | 1.1333 | 3.228 | 0 | 25.6 | 0 | 25.6 | 0.9979 | 0 | 1.1333 | 5 | 14.0064 | 23.34% | 0 | 0 | 0 | 0 | 0 | 0 | 0
| 6554 | 1.1333 | 3.228 | 0 | 25.3 | 0 | 25.3 | 0.99895 | 0 | 1.1333 | 4 | 12.8118 | 21.35% | 0 | 0 | 0 | 0 | 0.36 | 0 | 0
| 6555 | 0.022222 | 3.228 | 0 | 25.1 | 0 | 25.1 | 0.99965 | 0 | 0.022222 | 3 | 12 | 20% | 0 | 0 | 0 | 0 | 0.02 | 0 | 0
| 6556 | 0.022222 | 3.228 | 0 | 25 | 0 | 25 | 1 | 0 | 0.022222 | 2 | 12 | 20% | 0 | 0 | 0 | 0 | 0.02 | 0 | 0
| 6557 | 0.022222 | 3.228 | 0 | 25 | 0 | 25 | 1 | 0 | 0.022222 | 1 | 12 | 20% | 0 | 0 | 0 | 0 | 0.02 | 0 | 0
| 6558 | 0.022222 | 3.228 | 0 | 25 | 0 | 25 | 1 | 0 | 0.022222 | 0 | 12 | 20% | 0 | 0 | 0 | 0 | 0.02 | 0 | 0
| 6559 | 0.022222 | 3.228 | 10 | 25.2 | 9.6593 | 25.825 | 0.99711 | 0.19263 | -0.17041 | 0 | 12 | 20% | 0 | 0 | 0 | 0 | 0 | 0 | 0
| 6560 | 0.66667 | 3.228 | 92 | 25.9 | 88.8652 | 31.65 | 0.97672 | 1.7359 | -1.0693 | 0 | 12.1617 | 20.27% | 1 | 1 | 0.8 | 0 | 0 | 0 | 0
| 6561 | 0.77778 | 3.228 | 196 | 26.6 | 189.3215 | 38.85 | 0.95152 | 3.6029 | -2.8251 | 0 | 13.1761 | 21.96% | 1 | 0 | 0 | 0 | 0 | 0 | 0
| 6562 | 1.0444 | 3.228 | 287 | 27.3 | 277.2207 | 45.2375 | 0.92917 | 5.1517 | -4.1073 | 0 | 15.8562 | 26.43% | 1 | 0 | 0 | 0 | 0 | 0 | 0
| 6563 | 1.0444 | 3.228 | 354 | 27.2 | 341.9377 | 49.325 | 0.91486 | 6.2565 | -5.2121 | 0 | 19.7527 | 32.92% | 1 | 0 | 0 | 0 | 0 | 0 | 0
| 6564 | 1.6 | 3.228 | 391 | 27.2 | 377.677 | 51.6375 | 0.90677 | 6.8493 | -5.2493 | 0 | 24.6973 | 41.16% | 1 | 0 | 0 | 0 | 0 | 0 | 0
| 6565 | 1.3778 | 3.228 | 395 | 27.1 | 381.5407 | 51.7875 | 0.90624 | 6.9154 | -5.5376 | 0 | 29.6772 | 49.46% | 1 | 0 | 0 | 0 | 0 | 0 | 0
| 6566 | 1.1111 | 3.228 | 365 | 26.5 | 352.5629 | 49.3125 | 0.91491 | 6.4512 | -5.3401 | 0 | 34.9306 | 58.22% | 1 | 0 | 0 | 0 | 0 | 0 | 0
| 6567 | 1.1111 | 3.228 | 305 | 26 | 294.6074 | 45.0625 | 0.92978 | 5.4784 | -4.3673 | 0 | 39.9967 | 66.66% | 1 | 0 | 0 | 0 | 0 | 0 | 0
| 6568 | 1 | 3.228 | 219 | 25.4 | 211.5378 | 39.0875 | 0.95069 | 4.0222 | -3.0222 | 0 | 44.1399 | 73.57% | 1 | 0 | 0 | 0 | 0 | 0 | 0
| 6569 | 0.44444 | 3.228 | 117 | 25.6 | 113.0133 | 32.9125 | 0.97231 | 2.1977 | -1.7532 | 0 | 47.007 | 78.34% | 1 | 0 | 0 | 0 | 0 | 0 | 0
| 6570 | 0.44444 | 3.228 | 24 | 25.8 | 23.1822 | 27.3 | 0.99195 | 0.45991 | -0.015468 | 0 | 48.6702 | 81.12% | 1 | 0 | 0 | 0 | 0 | 0 | 0
| 6571 | 7.7444 | 7.7444 | 0 | 26 | 0 | 26 | 0.9965 | 0 | 7.7444 | 11 | 48.6849 | 81.14% | 1 | 0 | 0 | 0 | 0 | 0 | 0
| 6572 | 8.9667 | 8.9667 | 0 | 26 | 0 | 26 | 0.9965 | 0 | 8.9667 | 10 | 40.5216 | 67.54% | 0 | 0 | 0 | 0 | 0 | 0 | 0
| 6573 | 8.9667 | 8.9667 | 0 | 26.1 | 0 | 26.1 | 0.99615 | 0 | 8.9667 | 9 | 31.0699 | 51.78% | 0 | 0 | 0 | 0 | 0 | 0 | 0
| 6574 | 8.9667 | 8.9667 | 0 | 26.1 | 0 | 26.1 | 0.99615 | 0 | 8.9667 | 8 | 21.6182 | 36.03% | 0 | 0 | 0 | 0 | 0 | 0 | 0
| 6575 | 7.3 | 7.3 | 0 | 25.8 | 0 | 25.8 | 0.9972 | 0 | 7.3 | 7 | 12.1665 | 20.28% | 0 | 0 | 0 | 0 | 7.14 | 0 | 0
| 6576 | 1.6889 | 3.228 | 0 | 25.6 | 0 | 25.6 | 0.9979 | 0 | 1.6889 | 6 | 12 | 20% | 0 | 0 | 0 | 0 | 1.69 | 0 | 0
| 6577 | 1.1333 | 3.228 | 0 | 25.3 | 0 | 25.3 | 0.99895 | 0 | 1.1333 | 5 | 12 | 20% | 0 | 0 | 0 | 0 | 1.13 | 0 | 0
| 6578 | 1.1333 | 3.228 | 0 | 25.1 | 0 | 25.1 | 0.99965 | 0 | 1.1333 | 4 | 12 | 20% | 0 | 0 | 0 | 0 | 1.13 | 0 | 0
| 6579 | 0.022222 | 3.228 | 0 | 24.9 | 0 | 24.9 | 1.0004 | 0 | 0.022222 | 3 | 12 | 20% | 0 | 0 | 0 | 0 | 0.02 | 0 | 0
| 6580 | 0.022222 | 3.228 | 0 | 24.7 | 0 | 24.7 | 1.001 | 0 | 0.022222 | 2 | 12 | 20% | 0 | 0 | 0 | 0 | 0.02 | 0 | 0
| 6581 | 0.022222 | 3.228 | 0 | 24.6 | 0 | 24.6 | 1.0014 | 0 | 0.022222 | 1 | 12 | 20% | 0 | 0 | 0 | 0 | 0.02 | 0 | 0
| 6582 | 0.022222 | 3.228 | 0 | 24.4 | 0 | 24.4 | 1.0021 | 0 | 0.022222 | 0 | 12 | 20% | 0 | 0 | 0 | 0 | 0.02 | 0 | 0
| 6583 | 0.022222 | 3.228 | 10 | 24.2 | 9.6593 | 24.825 | 1.0006 | 0.1933 | -0.17108 | 0 | 12 | 20% | 0 | 0 | 0 | 0 | 0 | 0 | 0
| 6584 | 0.66667 | 3.228 | 92 | 25 | 88.8652 | 30.75 | 0.97988 | 1.7415 | -1.0749 | 0 | 12.1623 | 20.27% | 1 | 1 | 0.8 | 0 | 0 | 0 | 0
| 6585 | 0.77778 | 3.228 | 195 | 25.9 | 188.3555 | 38.0875 | 0.95419 | 3.5946 | -2.8168 | 0 | 13.182 | 21.97% | 1 | 0 | 0 | 0 | 0 | 0 | 0
| 6586 | 1.0444 | 3.228 | 286 | 26.7 | 276.2548 | 44.575 | 0.93149 | 5.1466 | -4.1021 | 0 | 15.8542 | 26.42% | 1 | 0 | 0 | 0 | 0 | 0 | 0
| 6587 | 1.0444 | 3.228 | 470 | 27.5 | 453.9851 | 56.875 | 0.88844 | 8.0667 | -7.0223 | 0 | 19.7458 | 32.91% | 1 | 0 | 0 | 0 | 0 | 0 | 0
| 6588 | 1.6 | 3.228 | 629 | 28.2 | 607.5673 | 67.5125 | 0.85121 | 10.3433 | -8.7433 | 0 | 26.4078 | 44.01% | 1 | 0 | 0 | 0 | 0 | 0 | 0
| 6589 | 1.3778 | 3.228 | 727 | 29 | 702.2281 | 74.4375 | 0.82697 | 11.6144 | -10.2366 | 0 | 34.7024 | 57.84% | 1 | 0 | 0 | 0 | 0 | 0 | 0
| 6590 | 1.1111 | 3.228 | 587 | 28.5 | 566.9985 | 65.1875 | 0.85934 | 9.7449 | -8.6338 | 0 | 44.4137 | 74.02% | 1 | 0 | 0 | 0 | 0 | 0 | 0
| 6591 | 1.1111 | 3.228 | 404 | 28.1 | 390.234 | 53.35 | 0.90077 | 7.0303 | -5.9192 | 0 | 52.6045 | 87.67% | 1 | 0 | 0 | 0 | 0 | 0 | 0
| 6592 | 1 | 3.228 | 217 | 27.6 | 209.6059 | 41.1625 | 0.94343 | 3.955 | -2.955 | 0 | 58.2199 | 97.03% | 1 | 0 | 0 | 1.08 | 0 | 0 | 0
| 6593 | 0.44444 | 3.228 | 135 | 27.2 | 130.4 | 35.6375 | 0.96277 | 2.5109 | -2.0665 | 0 | 60 | 100% | 1 | 0 | 0 | 2.07 | 0 | 0 | 0
| 6594 | 0.44444 | 3.228 | 31 | 26.8 | 29.9437 | 28.7375 | 0.98692 | 0.59104 | -0.1466 | 0 | 60 | 100% | 0 | 0 | 0 | 0.15 | 0 | 0 | 0
| 6595 | 7.7444 | 7.7444 | 0 | 26.4 | 0 | 26.4 | 0.9951 | 0 | 7.7444 | 11 | 60 | 100% | 0 | 0 | 0 | 0 | 0 | 0 | 0
| 6596 | 8.9667 | 8.9667 | 0 | 26 | 0 | 26 | 0.9965 | 0 | 8.9667 | 10 | 51.8366 | 86.39% | 0 | 0 | 0 | 0 | 0 | 0 | 0
| 6597 | 8.9667 | 8.9667 | 0 | 25.6 | 0 | 25.6 | 0.9979 | 0 | 8.9667 | 9 | 42.3849 | 70.64% | 0 | 0 | 0 | 0 | 0 | 0 | 0
| 6598 | 8.9667 | 8.9667 | 0 | 25.2 | 0 | 25.2 | 0.9993 | 0 | 8.9667 | 8 | 32.9332 | 54.89% | 0 | 0 | 0 | 0 | 0 | 0 | 0
| 6599 | 7.3 | 7.3 | 0 | 25.1 | 0 | 25.1 | 0.99965 | 0 | 7.3 | 7 | 23.4815 | 39.14% | 0 | 0 | 0 | 0 | 0 | 0 | 0
| 6600 | 1.6889 | 3.228 | 0 | 25 | 0 | 25 | 1 | 0 | 1.6889 | 6 | 15.7867 | 26.31% | 0 | 0 | 0 | 0 | 0 | 0 | 0
| 6601 | 1.1333 | 3.228 | 0 | 25 | 0 | 25 | 1 | 0 | 1.1333 | 5 | 14.0064 | 23.34% | 0 | 0 | 0 | 0 | 0 | 0 | 0
| 6602 | 1.1333 | 3.228 | 0 | 25 | 0 | 25 | 1 | 0 | 1.1333 | 4 | 12.8118 | 21.35% | 0 | 0 | 0 | 0 | 0.36 | 0 | 0
| 6603 | 0.022222 | 3.228 | 0 | 24.9 | 0 | 24.9 | 1.0004 | 0 | 0.022222 | 3 | 12 | 20% | 0 | 0 | 0 | 0 | 0.02 | 0 | 0
| 6604 | 0.022222 | 3.228 | 0 | 24.9 | 0 | 24.9 | 1.0004 | 0 | 0.022222 | 2 | 12 | 20% | 0 | 0 | 0 | 0 | 0.02 | 0 | 0
| 6605 | 0.022222 | 3.228 | 0 | 24.9 | 0 | 24.9 | 1.0004 | 0 | 0.022222 | 1 | 12 | 20% | 0 | 0 | 0 | 0 | 0.02 | 0 | 0
| 6606 | 0.022222 | 3.228 | 0 | 25 | 0 | 25 | 1 | 0 | 0.022222 | 0 | 12 | 20% | 0 | 0 | 0 | 0 | 0.02 | 0 | 0
| 6607 | 0.022222 | 3.228 | 15 | 25 | 14.4889 | 25.9375 | 0.99672 | 0.28883 | -0.2666 | 0 | 12 | 20% | 0 | 0 | 0 | 0 | 0 | 0 | 0
| 6608 | 0.66667 | 3.228 | 136 | 25.7 | 131.3659 | 34.2 | 0.9678 | 2.5427 | -1.8761 | 0 | 12.2529 | 20.42% | 1 | 1 | 0.8 | 0 | 0 | 0 | 0
| 6609 | 0.77778 | 3.228 | 289 | 26.5 | 279.1526 | 44.5625 | 0.93153 | 5.2008 | -4.423 | 0 | 14.0327 | 23.39% | 1 | 0 | 0 | 0 | 0 | 0 | 0
| 6610 | 1.0444 | 3.228 | 424 | 27.2 | 409.5526 | 53.7 | 0.89955 | 7.3683 | -6.3238 | 0 | 18.2287 | 30.38% | 1 | 0 | 0 | 0 | 0 | 0 | 0
| 6611 | 1.0444 | 3.228 | 523 | 27.8 | 505.1792 | 60.4875 | 0.87579 | 8.8487 | -7.8042 | 0 | 24.228 | 40.38% | 1 | 0 | 0 | 0 | 0 | 0 | 0
| 6612 | 1.6 | 3.228 | 577 | 28.4 | 557.3392 | 64.4625 | 0.86188 | 9.6072 | -8.0072 | 0 | 31.6318 | 52.72% | 1 | 0 | 0 | 0 | 0 | 0 | 0
| 6613 | 1.3778 | 3.228 | 582 | 29 | 562.1688 | 65.375 | 0.85869 | 9.6545 | -8.2768 | 0 | 39.2281 | 65.38% | 1 | 0 | 0 | 0 | 0 | 0 | 0
| 6614 | 1.1111 | 3.228 | 588 | 29.7 | 567.9644 | 66.45 | 0.85492 | 9.7113 | -8.6002 | 0 | 47.0801 | 78.47% | 1 | 0 | 0 | 0 | 0 | 0 | 0
| 6615 | 1.1111 | 3.228 | 527 | 30.3 | 509.0429 | 63.2375 | 0.86617 | 8.8183 | -7.7072 | 0 | 55.239 | 92.06% | 1 | 0 | 0 | 2.69 | 0 | 0 | 0
| 6616 | 1 | 3.228 | 401 | 31 | 387.3363 | 56.0625 | 0.89128 | 6.9045 | -5.9045 | 0 | 60 | 100% | 1 | 0 | 0 | 5.9 | 0 | 0 | 0
| 6617 | 0.44444 | 3.228 | 198 | 30.2 | 191.2533 | 42.575 | 0.93849 | 3.5898 | -3.1453 | 0 | 60 | 100% | 0 | 0 | 0 | 3.15 | 0 | 0 | 0
| 6618 | 0.44444 | 3.228 | 36 | 29.3 | 34.7733 | 31.55 | 0.97708 | 0.67952 | -0.23508 | 0 | 60 | 100% | 0 | 0 | 0 | 0.24 | 0 | 0 | 0
| 6619 | 7.7444 | 7.7444 | 0 | 28.5 | 0 | 28.5 | 0.98775 | 0 | 7.7444 | 11 | 60 | 100% | 0 | 0 | 0 | 0 | 0 | 0 | 0
| 6620 | 8.9667 | 8.9667 | 0 | 27.3 | 0 | 27.3 | 0.99195 | 0 | 8.9667 | 10 | 51.8366 | 86.39% | 0 | 0 | 0 | 0 | 0 | 0 | 0
| 6621 | 8.9667 | 8.9667 | 0 | 26.2 | 0 | 26.2 | 0.9958 | 0 | 8.9667 | 9 | 42.3849 | 70.64% | 0 | 0 | 0 | 0 | 0 | 0 | 0
| 6622 | 8.9667 | 8.9667 | 0 | 25 | 0 | 25 | 1 | 0 | 8.9667 | 8 | 32.9332 | 54.89% | 0 | 0 | 0 | 0 | 0 | 0 | 0
| 6623 | 7.3 | 7.3 | 0 | 25.2 | 0 | 25.2 | 0.9993 | 0 | 7.3 | 7 | 23.4815 | 39.14% | 0 | 0 | 0 | 0 | 0 | 0 | 0
| 6624 | 1.6889 | 3.228 | 0 | 25.4 | 0 | 25.4 | 0.9986 | 0 | 1.6889 | 6 | 15.7867 | 26.31% | 0 | 0 | 0 | 0 | 0 | 0 | 0
| 6625 | 1.1333 | 3.228 | 0 | 25.6 | 0 | 25.6 | 0.9979 | 0 | 1.1333 | 5 | 14.0064 | 23.34% | 0 | 0 | 0 | 0 | 0 | 0 | 0
| 6626 | 1.1333 | 3.228 | 0 | 25.4 | 0 | 25.4 | 0.9986 | 0 | 1.1333 | 4 | 12.8118 | 21.35% | 0 | 0 | 0 | 0 | 0.36 | 0 | 0
| 6627 | 0.022222 | 3.228 | 0 | 25.3 | 0 | 25.3 | 0.99895 | 0 | 0.022222 | 3 | 12 | 20% | 0 | 0 | 0 | 0 | 0.02 | 0 | 0
| 6628 | 0.022222 | 3.228 | 0 | 25.1 | 0 | 25.1 | 0.99965 | 0 | 0.022222 | 2 | 12 | 20% | 0 | 0 | 0 | 0 | 0.02 | 0 | 0
| 6629 | 0.022222 | 3.228 | 0 | 24.9 | 0 | 24.9 | 1.0004 | 0 | 0.022222 | 1 | 12 | 20% | 0 | 0 | 0 | 0 | 0.02 | 0 | 0
| 6630 | 0.022222 | 3.228 | 0 | 24.6 | 0 | 24.6 | 1.0014 | 0 | 0.022222 | 0 | 12 | 20% | 0 | 0 | 0 | 0 | 0.02 | 0 | 0
| 6631 | 0.022222 | 3.228 | 10 | 24.4 | 9.6593 | 25.025 | 0.99991 | 0.19317 | -0.17095 | 0 | 12 | 20% | 0 | 0 | 0 | 0 | 0 | 0 | 0
| 6632 | 0.66667 | 3.228 | 108 | 25.1 | 104.32 | 31.85 | 0.97603 | 2.0364 | -1.3697 | 0 | 12.1622 | 20.27% | 1 | 1 | 0.8 | 0 | 0 | 0 | 0
| 6633 | 0.77778 | 3.228 | 260 | 25.9 | 251.1407 | 42.15 | 0.93998 | 4.7213 | -3.9435 | 0 | 13.4616 | 22.44% | 1 | 0 | 0 | 0 | 0 | 0 | 0
| 6634 | 1.0444 | 3.228 | 423 | 26.6 | 408.5866 | 53.0375 | 0.90187 | 7.3698 | -6.3254 | 0 | 17.2028 | 28.67% | 1 | 0 | 0 | 0 | 0 | 0 | 0
| 6635 | 1.0444 | 3.228 | 522 | 27.3 | 504.2133 | 59.925 | 0.87776 | 8.8516 | -7.8071 | 0 | 23.2036 | 38.67% | 1 | 0 | 0 | 0 | 0 | 0 | 0
| 6636 | 1.6 | 3.228 | 575 | 28 | 555.4074 | 63.9375 | 0.86372 | 9.5943 | -7.9943 | 0 | 30.6101 | 51.02% | 1 | 0 | 0 | 0 | 0 | 0 | 0
| 6637 | 1.3778 | 3.228 | 581 | 28.9 | 561.2029 | 65.2125 | 0.85926 | 9.6443 | -8.2666 | 0 | 38.1941 | 63.66% | 1 | 0 | 0 | 0 | 0 | 0 | 0
| 6638 | 1.1111 | 3.228 | 586 | 29.3 | 566.0325 | 65.925 | 0.85676 | 9.6991 | -8.588 | 0 | 46.0365 | 76.73% | 1 | 0 | 0 | 0 | 0 | 0 | 0
| 6639 | 1.1111 | 3.228 | 525 | 29.8 | 507.1111 | 62.6125 | 0.86836 | 8.8071 | -7.696 | 0 | 54.1838 | 90.31% | 1 | 0 | 0 | 1.57 | 0 | 0 | 0
| 6640 | 1 | 3.228 | 398 | 30.2 | 384.4385 | 55.075 | 0.89474 | 6.8794 | -5.8794 | 0 | 60 | 100% | 1 | 0 | 0 | 5.88 | 0 | 0 | 0
| 6641 | 0.44444 | 3.228 | 209 | 29.8 | 201.8785 | 42.8625 | 0.93748 | 3.7851 | -3.3407 | 0 | 60 | 100% | 0 | 0 | 0 | 3.34 | 0 | 0 | 0
| 6642 | 0.44444 | 3.228 | 40 | 29.3 | 38.637 | 31.8 | 0.9762 | 0.75435 | -0.3099 | 0 | 60 | 100% | 0 | 0 | 0 | 0.31 | 0 | 0 | 0
| 6643 | 7.7444 | 7.7444 | 0 | 28.9 | 0 | 28.9 | 0.98635 | 0 | 7.7444 | 11 | 60 | 100% | 0 | 0 | 0 | 0 | 0 | 0 | 0
| 6644 | 8.9667 | 8.9667 | 0 | 28.7 | 0 | 28.7 | 0.98705 | 0 | 8.9667 | 10 | 51.8366 | 86.39% | 0 | 0 | 0 | 0 | 0 | 0 | 0
| 6645 | 8.9667 | 8.9667 | 0 | 28.4 | 0 | 28.4 | 0.9881 | 0 | 8.9667 | 9 | 42.3849 | 70.64% | 0 | 0 | 0 | 0 | 0 | 0 | 0
| 6646 | 8.9667 | 8.9667 | 0 | 28.2 | 0 | 28.2 | 0.9888 | 0 | 8.9667 | 8 | 32.9332 | 54.89% | 0 | 0 | 0 | 0 | 0 | 0 | 0
| 6647 | 7.3 | 7.3 | 0 | 27 | 0 | 27 | 0.993 | 0 | 7.3 | 7 | 23.4815 | 39.14% | 0 | 0 | 0 | 0 | 0 | 0 | 0
| 6648 | 1.6889 | 3.228 | 0 | 25.7 | 0 | 25.7 | 0.99755 | 0 | 1.6889 | 6 | 15.7867 | 26.31% | 0 | 0 | 0 | 0 | 0 | 0 | 0
| 6649 | 1.1333 | 3.228 | 0 | 24.5 | 0 | 24.5 | 1.0017 | 0 | 1.1333 | 5 | 14.0064 | 23.34% | 0 | 0 | 0 | 0 | 0 | 0 | 0
| 6650 | 1.1333 | 3.228 | 0 | 24.7 | 0 | 24.7 | 1.001 | 0 | 1.1333 | 4 | 12.8118 | 21.35% | 0 | 0 | 0 | 0 | 0.36 | 0 | 0
| 6651 | 0.022222 | 3.228 | 0 | 25 | 0 | 25 | 1 | 0 | 0.022222 | 3 | 12 | 20% | 0 | 0 | 0 | 0 | 0.02 | 0 | 0
| 6652 | 0.022222 | 3.228 | 0 | 25.2 | 0 | 25.2 | 0.9993 | 0 | 0.022222 | 2 | 12 | 20% | 0 | 0 | 0 | 0 | 0.02 | 0 | 0
| 6653 | 0.022222 | 3.228 | 0 | 25 | 0 | 25 | 1 | 0 | 0.022222 | 1 | 12 | 20% | 0 | 0 | 0 | 0 | 0.02 | 0 | 0
| 6654 | 0.022222 | 3.228 | 0 | 25.4 | 0 | 25.4 | 0.9986 | 0 | 0.022222 | 0 | 12 | 20% | 0 | 0 | 0 | 0 | 0.02 | 0 | 0
| 6655 | 0.022222 | 3.228 | 18 | 25.8 | 17.3867 | 26.925 | 0.99326 | 0.34539 | -0.32317 | 0 | 12 | 20% | 0 | 0 | 0 | 0 | 0 | 0 | 0
| 6656 | 0.66667 | 3.228 | 169 | 26.5 | 163.2415 | 37.0625 | 0.95778 | 3.127 | -2.4603 | 0 | 12.3066 | 20.51% | 1 | 1 | 0.8 | 0 | 0 | 0 | 0
| 6657 | 0.77778 | 3.228 | 359 | 27.2 | 346.7674 | 49.6375 | 0.91377 | 6.3373 | -5.5595 | 0 | 14.6407 | 24.4% | 1 | 0 | 0 | 0 | 0 | 0 | 0
| 6658 | 1.0444 | 3.228 | 526 | 27.9 | 508.077 | 60.775 | 0.87479 | 8.8892 | -7.8447 | 0 | 19.9149 | 33.19% | 1 | 0 | 0 | 0 | 0 | 0 | 0
| 6659 | 1.0444 | 3.228 | 650 | 28.9 | 627.8518 | 69.525 | 0.84416 | 10.6002 | -9.5557 | 0 | 27.3571 | 45.6% | 1 | 0 | 0 | 0 | 0 | 0 | 0
| 6660 | 1.6 | 3.228 | 718 | 29.9 | 693.5347 | 74.775 | 0.82579 | 11.4542 | -9.8542 | 0 | 36.4224 | 60.7% | 1 | 0 | 0 | 0 | 0 | 0 | 0
| 6661 | 1.3778 | 3.228 | 726 | 30.9 | 701.2621 | 76.275 | 0.82054 | 11.5082 | -10.1305 | 0 | 45.771 | 76.28% | 1 | 0 | 0 | 0 | 0 | 0 | 0
| 6662 | 1.1111 | 3.228 | 706 | 30.9 | 681.9436 | 75.025 | 0.82491 | 11.2509 | -10.1398 | 0 | 55.3816 | 92.3% | 1 | 0 | 0 | 5.27 | 0 | 0 | 0
| 6663 | 1.1111 | 3.228 | 613 | 31 | 592.1125 | 69.3125 | 0.84491 | 10.0056 | -8.8945 | 0 | 60 | 100% | 1 | 0 | 0 | 8.89 | 0 | 0 | 0
| 6664 | 1 | 3.228 | 453 | 31 | 437.5644 | 59.3125 | 0.87991 | 7.7003 | -6.7003 | 0 | 60 | 100% | 0 | 0 | 0 | 6.7 | 0 | 0 | 0
| 6665 | 0.44444 | 3.228 | 236 | 30.4 | 227.9585 | 45.15 | 0.92948 | 4.2376 | -3.7932 | 0 | 60 | 100% | 0 | 0 | 0 | 3.79 | 0 | 0 | 0
| 6666 | 0.44444 | 3.228 | 44 | 29.9 | 42.5007 | 32.65 | 0.97323 | 0.82726 | -0.38281 | 0 | 60 | 100% | 0 | 0 | 0 | 0.38 | 0 | 0 | 0
| 6667 | 7.7444 | 7.7444 | 0 | 29.3 | 0 | 29.3 | 0.98495 | 0 | 7.7444 | 11 | 60 | 100% | 0 | 0 | 0 | 0 | 0 | 0 | 0
| 6668 | 8.9667 | 8.9667 | 0 | 29.1 | 0 | 29.1 | 0.98565 | 0 | 8.9667 | 10 | 51.8366 | 86.39% | 0 | 0 | 0 | 0 | 0 | 0 | 0
| 6669 | 8.9667 | 8.9667 | 0 | 28.9 | 0 | 28.9 | 0.98635 | 0 | 8.9667 | 9 | 42.3849 | 70.64% | 0 | 0 | 0 | 0 | 0 | 0 | 0
| 6670 | 8.9667 | 8.9667 | 0 | 28.7 | 0 | 28.7 | 0.98705 | 0 | 8.9667 | 8 | 32.9332 | 54.89% | 0 | 0 | 0 | 0 | 0 | 0 | 0
| 6671 | 7.3 | 7.3 | 0 | 27.5 | 0 | 27.5 | 0.99125 | 0 | 7.3 | 7 | 23.4815 | 39.14% | 0 | 0 | 0 | 0 | 0 | 0 | 0
| 6672 | 1.6889 | 3.228 | 0 | 26.2 | 0 | 26.2 | 0.9958 | 0 | 1.6889 | 6 | 15.7867 | 26.31% | 0 | 0 | 0 | 0 | 0 | 0 | 0
| 6673 | 1.1333 | 3.228 | 0 | 25 | 0 | 25 | 1 | 0 | 1.1333 | 5 | 14.0064 | 23.34% | 0 | 0 | 0 | 0 | 0 | 0 | 0
| 6674 | 1.1333 | 3.228 | 0 | 25 | 0 | 25 | 1 | 0 | 1.1333 | 4 | 12.8118 | 21.35% | 0 | 0 | 0 | 0 | 0.36 | 0 | 0
| 6675 | 0.022222 | 3.228 | 0 | 25 | 0 | 25 | 1 | 0 | 0.022222 | 3 | 12 | 20% | 0 | 0 | 0 | 0 | 0.02 | 0 | 0
| 6676 | 0.022222 | 3.228 | 0 | 25 | 0 | 25 | 1 | 0 | 0.022222 | 2 | 12 | 20% | 0 | 0 | 0 | 0 | 0.02 | 0 | 0
| 6677 | 0.022222 | 3.228 | 0 | 25.3 | 0 | 25.3 | 0.99895 | 0 | 0.022222 | 1 | 12 | 20% | 0 | 0 | 0 | 0 | 0.02 | 0 | 0
| 6678 | 0.022222 | 3.228 | 0 | 25.5 | 0 | 25.5 | 0.99825 | 0 | 0.022222 | 0 | 12 | 20% | 0 | 0 | 0 | 0 | 0.02 | 0 | 0
| 6679 | 0.022222 | 3.228 | 15 | 25.8 | 14.4889 | 26.7375 | 0.99392 | 0.28802 | -0.26579 | 0 | 12 | 20% | 0 | 0 | 0 | 0 | 0 | 0 | 0
| 6680 | 0.66667 | 3.228 | 135 | 26.5 | 130.4 | 34.9375 | 0.96522 | 2.5173 | -1.8506 | 0 | 12.2522 | 20.42% | 1 | 1 | 0.8 | 0 | 0 | 0 | 0
| 6681 | 0.77778 | 3.228 | 287 | 27.3 | 277.2207 | 45.2375 | 0.92917 | 5.1517 | -4.3739 | 0 | 14.0078 | 23.35% | 1 | 0 | 0 | 0 | 0 | 0 | 0
| 6682 | 1.0444 | 3.228 | 422 | 28 | 407.6207 | 54.375 | 0.89719 | 7.3142 | -6.2698 | 0 | 18.1573 | 30.26% | 1 | 0 | 0 | 0 | 0 | 0 | 0
| 6683 | 1.0444 | 3.228 | 521 | 28.8 | 503.2474 | 61.3625 | 0.87273 | 8.784 | -7.7395 | 0 | 24.1053 | 40.18% | 1 | 0 | 0 | 0 | 0 | 0 | 0
| 6684 | 1.6 | 3.228 | 575 | 29.6 | 555.4074 | 65.5375 | 0.85812 | 9.5321 | -7.9321 | 0 | 31.4477 | 52.41% | 1 | 0 | 0 | 0 | 0 | 0 | 0
| 6685 | 1.3778 | 3.228 | 581 | 30.4 | 561.2029 | 66.7125 | 0.85401 | 9.5854 | -8.2076 | 0 | 38.9728 | 64.95% | 1 | 0 | 0 | 0 | 0 | 0 | 0
| 6686 | 1.1111 | 3.228 | 584 | 30.3 | 564.1007 | 66.8 | 0.8537 | 9.6315 | -8.5203 | 0 | 46.7592 | 77.93% | 1 | 0 | 0 | 0 | 0 | 0 | 0
| 6687 | 1.1111 | 3.228 | 522 | 30.2 | 504.2133 | 62.825 | 0.86761 | 8.7492 | -7.6381 | 0 | 54.8423 | 91.4% | 1 | 0 | 0 | 2.2 | 0 | 0 | 0
| 6688 | 1 | 3.228 | 394 | 30.1 | 380.5748 | 54.725 | 0.89596 | 6.8196 | -5.8196 | 0 | 60 | 100% | 1 | 0 | 0 | 5.82 | 0 | 0 | 0
| 6689 | 0.44444 | 3.228 | 192 | 29.5 | 185.4578 | 41.5 | 0.94225 | 3.495 | -3.0505 | 0 | 60 | 100% | 0 | 0 | 0 | 3.05 | 0 | 0 | 0
| 6690 | 0.44444 | 3.228 | 32 | 28.8 | 30.9096 | 30.8 | 0.9797 | 0.60564 | -0.1612 | 0 | 60 | 100% | 0 | 0 | 0 | 0.16 | 0 | 0 | 0
| 6691 | 7.7444 | 7.7444 | 0 | 28.2 | 0 | 28.2 | 0.9888 | 0 | 7.7444 | 11 | 60 | 100% | 0 | 0 | 0 | 0 | 0 | 0 | 0
| 6692 | 8.9667 | 8.9667 | 0 | 27.6 | 0 | 27.6 | 0.9909 | 0 | 8.9667 | 10 | 51.8366 | 86.39% | 0 | 0 | 0 | 0 | 0 | 0 | 0
| 6693 | 8.9667 | 8.9667 | 0 | 26.9 | 0 | 26.9 | 0.99335 | 0 | 8.9667 | 9 | 42.3849 | 70.64% | 0 | 0 | 0 | 0 | 0 | 0 | 0
| 6694 | 8.9667 | 8.9667 | 0 | 26.3 | 0 | 26.3 | 0.99545 | 0 | 8.9667 | 8 | 32.9332 | 54.89% | 0 | 0 | 0 | 0 | 0 | 0 | 0
| 6695 | 7.3 | 7.3 | 0 | 26.2 | 0 | 26.2 | 0.9958 | 0 | 7.3 | 7 | 23.4815 | 39.14% | 0 | 0 | 0 | 0 | 0 | 0 | 0
| 6696 | 1.6889 | 3.228 | 0 | 26 | 0 | 26 | 0.9965 | 0 | 1.6889 | 6 | 15.7867 | 26.31% | 0 | 0 | 0 | 0 | 0 | 0 | 0
| 6697 | 1.1333 | 3.228 | 0 | 25.9 | 0 | 25.9 | 0.99685 | 0 | 1.1333 | 5 | 14.0064 | 23.34% | 0 | 0 | 0 | 0 | 0 | 0 | 0
| 6698 | 1.1333 | 3.228 | 0 | 26 | 0 | 26 | 0.9965 | 0 | 1.1333 | 4 | 12.8118 | 21.35% | 0 | 0 | 0 | 0 | 0.36 | 0 | 0
| 6699 | 0.022222 | 3.228 | 0 | 26 | 0 | 26 | 0.9965 | 0 | 0.022222 | 3 | 12 | 20% | 0 | 0 | 0 | 0 | 0.02 | 0 | 0
| 6700 | 0.022222 | 3.228 | 0 | 26.1 | 0 | 26.1 | 0.99615 | 0 | 0.022222 | 2 | 12 | 20% | 0 | 0 | 0 | 0 | 0.02 | 0 | 0
| 6701 | 0.022222 | 3.228 | 0 | 25.8 | 0 | 25.8 | 0.9972 | 0 | 0.022222 | 1 | 12 | 20% | 0 | 0 | 0 | 0 | 0.02 | 0 | 0
| 6702 | 0.022222 | 3.228 | 0 | 25.5 | 0 | 25.5 | 0.99825 | 0 | 0.022222 | 0 | 12 | 20% | 0 | 0 | 0 | 0 | 0.02 | 0 | 0
| 6703 | 0.022222 | 3.228 | 15 | 25.2 | 14.4889 | 26.1375 | 0.99602 | 0.28862 | -0.2664 | 0 | 12 | 20% | 0 | 0 | 0 | 0 | 0 | 0 | 0
| 6704 | 0.66667 | 3.228 | 134 | 25.6 | 129.4341 | 33.975 | 0.96859 | 2.5074 | -1.8407 | 0 | 12.2527 | 20.42% | 1 | 1 | 0.8 | 0 | 0 | 0 | 0
| 6705 | 0.77778 | 3.228 | 286 | 26 | 276.2548 | 43.875 | 0.93394 | 5.1601 | -4.3823 | 0 | 13.999 | 23.33% | 1 | 0 | 0 | 0 | 0 | 0 | 0
| 6706 | 1.0444 | 3.228 | 421 | 29 | 406.6548 | 55.3125 | 0.89391 | 7.2702 | -6.2258 | 0 | 18.1564 | 30.26% | 1 | 0 | 0 | 0 | 0 | 0 | 0
| 6707 | 1.0444 | 3.228 | 566 | 29.5 | 546.714 | 64.875 | 0.86044 | 9.4083 | -8.3638 | 0 | 24.0627 | 40.1% | 1 | 0 | 0 | 0 | 0 | 0 | 0
| 6708 | 1.6 | 3.228 | 672 | 30.1 | 649.1022 | 72.1 | 0.83515 | 10.842 | -9.242 | 0 | 31.9973 | 53.33% | 1 | 0 | 0 | 0 | 0 | 0 | 0
| 6709 | 1.3778 | 3.228 | 721 | 30.6 | 696.4325 | 75.6625 | 0.82268 | 11.4588 | -10.0811 | 0 | 40.765 | 67.94% | 1 | 0 | 0 | 0 | 0 | 0 | 0
| 6710 | 1.1111 | 3.228 | 625 | 30.3 | 603.7036 | 69.3625 | 0.84473 | 10.1993 | -9.0882 | 0 | 50.3287 | 83.88% | 1 | 0 | 0 | 0 | 0 | 0 | 0
| 6711 | 1.1111 | 3.228 | 482 | 30 | 465.5762 | 60.125 | 0.87706 | 8.1668 | -7.0557 | 0 | 58.9506 | 98.25% | 1 | 0 | 0 | 5.95 | 0 | 0 | 0
| 6712 | 1 | 3.228 | 313 | 29.7 | 302.3348 | 49.2625 | 0.91508 | 5.5332 | -4.5332 | 0 | 60 | 100% | 1 | 0 | 0 | 4.53 | 0 | 0 | 0
| 6713 | 0.44444 | 3.228 | 161 | 28.7 | 155.5141 | 38.7625 | 0.95183 | 2.9605 | -2.516 | 0 | 60 | 100% | 0 | 0 | 0 | 2.52 | 0 | 0 | 0
| 6714 | 0.44444 | 3.228 | 28 | 27.7 | 27.0459 | 29.45 | 0.98442 | 0.53249 | -0.088049 | 0 | 60 | 100% | 0 | 0 | 0 | 0.09 | 0 | 0 | 0
| 6715 | 7.7444 | 7.7444 | 0 | 26.7 | 0 | 26.7 | 0.99405 | 0 | 7.7444 | 11 | 60 | 100% | 0 | 0 | 0 | 0 | 0 | 0 | 0
| 6716 | 8.9667 | 8.9667 | 0 | 26.6 | 0 | 26.6 | 0.9944 | 0 | 8.9667 | 10 | 51.8366 | 86.39% | 0 | 0 | 0 | 0 | 0 | 0 | 0
| 6717 | 8.9667 | 8.9667 | 0 | 26.6 | 0 | 26.6 | 0.9944 | 0 | 8.9667 | 9 | 42.3849 | 70.64% | 0 | 0 | 0 | 0 | 0 | 0 | 0
| 6718 | 8.9667 | 8.9667 | 0 | 26.5 | 0 | 26.5 | 0.99475 | 0 | 8.9667 | 8 | 32.9332 | 54.89% | 0 | 0 | 0 | 0 | 0 | 0 | 0
| 6719 | 7.3 | 7.3 | 0 | 27 | 0 | 27 | 0.993 | 0 | 7.3 | 7 | 23.4815 | 39.14% | 0 | 0 | 0 | 0 | 0 | 0 | 0
| 6720 | 1.6889 | 3.228 | 0 | 26.7 | 0 | 26.7 | 0.99405 | 0 | 1.6889 | 6 | 15.7867 | 26.31% | 0 | 0 | 0 | 0 | 0 | 0 | 0
| 6721 | 1.1333 | 3.228 | 0 | 26.5 | 0 | 26.5 | 0.99475 | 0 | 1.1333 | 5 | 14.0064 | 23.34% | 0 | 0 | 0 | 0 | 0 | 0 | 0
| 6722 | 1.1333 | 3.228 | 0 | 26.4 | 0 | 26.4 | 0.9951 | 0 | 1.1333 | 4 | 12.8118 | 21.35% | 0 | 0 | 0 | 0 | 0.36 | 0 | 0
| 6723 | 0.022222 | 3.228 | 0 | 26.2 | 0 | 26.2 | 0.9958 | 0 | 0.022222 | 3 | 12 | 20% | 0 | 0 | 0 | 0 | 0.02 | 0 | 0
| 6724 | 0.022222 | 3.228 | 0 | 26.1 | 0 | 26.1 | 0.99615 | 0 | 0.022222 | 2 | 12 | 20% | 0 | 0 | 0 | 0 | 0.02 | 0 | 0
| 6725 | 0.022222 | 3.228 | 0 | 26.1 | 0 | 26.1 | 0.99615 | 0 | 0.022222 | 1 | 12 | 20% | 0 | 0 | 0 | 0 | 0.02 | 0 | 0
| 6726 | 0.022222 | 3.228 | 0 | 26 | 0 | 26 | 0.9965 | 0 | 0.022222 | 0 | 12 | 20% | 0 | 0 | 0 | 0 | 0.02 | 0 | 0
| 6727 | 0.022222 | 3.228 | 21 | 26 | 20.2844 | 27.3125 | 0.99191 | 0.40241 | -0.38018 | 0 | 12 | 20% | 0 | 0 | 0 | 0 | 0 | 0 | 0
| 6728 | 0.66667 | 3.228 | 176 | 27.1 | 170.0029 | 38.1 | 0.95415 | 3.2442 | -2.5775 | 0 | 12.3607 | 20.6% | 1 | 1 | 0.8 | 0 | 0 | 0 | 0
| 6729 | 0.77778 | 3.228 | 335 | 28.2 | 323.5852 | 49.1375 | 0.91552 | 5.925 | -5.1472 | 0 | 14.8059 | 24.68% | 1 | 0 | 0 | 0 | 0 | 0 | 0
| 6730 | 1.0444 | 3.228 | 420 | 29.3 | 405.6888 | 55.55 | 0.89308 | 7.2462 | -6.2018 | 0 | 19.689 | 32.81% | 1 | 0 | 0 | 0 | 0 | 0 | 0
| 6731 | 1.0444 | 3.228 | 608 | 29.9 | 587.2829 | 67.9 | 0.84985 | 9.982 | -8.9376 | 0 | 25.5725 | 42.62% | 1 | 0 | 0 | 0 | 0 | 0 | 0
| 6732 | 1.6 | 3.228 | 752 | 30.5 | 726.3762 | 77.5 | 0.81625 | 11.8581 | -10.2581 | 0 | 34.0514 | 56.75% | 1 | 0 | 0 | 0 | 0 | 0 | 0
| 6733 | 1.3778 | 3.228 | 823 | 31.1 | 794.957 | 82.5375 | 0.79862 | 12.6974 | -11.3196 | 0 | 43.7831 | 72.97% | 1 | 0 | 0 | 0.56 | 0 | 0 | 0
| 6734 | 1.1111 | 3.228 | 784 | 31.6 | 757.2858 | 80.6 | 0.8054 | 12.1984 | -11.0872 | 0 | 53.9909 | 89.98% | 1 | 0 | 0 | 4.75 | 0 | 0 | 0
| 6735 | 1.1111 | 3.228 | 668 | 32.1 | 645.2385 | 73.85 | 0.82903 | 10.6984 | -9.5873 | 0 | 60 | 100% | 1 | 0 | 0 | 9.59 | 0 | 0 | 0
| 6736 | 1 | 3.228 | 483 | 32.6 | 466.5422 | 62.7875 | 0.86774 | 8.0968 | -7.0968 | 0 | 60 | 100% | 0 | 0 | 0 | 7.1 | 0 | 0 | 0
| 6737 | 0.44444 | 3.228 | 248 | 31.9 | 239.5496 | 47.4 | 0.9216 | 4.4154 | -3.9709 | 0 | 60 | 100% | 0 | 0 | 0 | 3.97 | 0 | 0 | 0
| 6738 | 0.44444 | 3.228 | 42 | 31.1 | 40.5689 | 33.725 | 0.96946 | 0.7866 | -0.34216 | 0 | 60 | 100% | 0 | 0 | 0 | 0.34 | 0 | 0 | 0
| 6739 | 7.7444 | 7.7444 | 0 | 30.4 | 0 | 30.4 | 0.9811 | 0 | 7.7444 | 11 | 60 | 100% | 0 | 0 | 0 | 0 | 0 | 0 | 0
| 6740 | 8.9667 | 8.9667 | 0 | 30 | 0 | 30 | 0.9825 | 0 | 8.9667 | 10 | 51.8366 | 86.39% | 0 | 0 | 0 | 0 | 0 | 0 | 0
| 6741 | 8.9667 | 8.9667 | 0 | 29.5 | 0 | 29.5 | 0.98425 | 0 | 8.9667 | 9 | 42.3849 | 70.64% | 0 | 0 | 0 | 0 | 0 | 0 | 0
| 6742 | 8.9667 | 8.9667 | 0 | 29.1 | 0 | 29.1 | 0.98565 | 0 | 8.9667 | 8 | 32.9332 | 54.89% | 0 | 0 | 0 | 0 | 0 | 0 | 0
| 6743 | 7.3 | 7.3 | 0 | 27.8 | 0 | 27.8 | 0.9902 | 0 | 7.3 | 7 | 23.4815 | 39.14% | 0 | 0 | 0 | 0 | 0 | 0 | 0
| 6744 | 1.6889 | 3.228 | 0 | 26.4 | 0 | 26.4 | 0.9951 | 0 | 1.6889 | 6 | 15.7867 | 26.31% | 0 | 0 | 0 | 0 | 0 | 0 | 0
| 6745 | 1.1333 | 3.228 | 0 | 25.1 | 0 | 25.1 | 0.99965 | 0 | 1.1333 | 5 | 14.0064 | 23.34% | 0 | 0 | 0 | 0 | 0 | 0 | 0
| 6746 | 1.1333 | 3.228 | 0 | 25.1 | 0 | 25.1 | 0.99965 | 0 | 1.1333 | 4 | 12.8118 | 21.35% | 0 | 0 | 0 | 0 | 0.36 | 0 | 0
| 6747 | 0.022222 | 3.228 | 0 | 25 | 0 | 25 | 1 | 0 | 0.022222 | 3 | 12 | 20% | 0 | 0 | 0 | 0 | 0.02 | 0 | 0
| 6748 | 0.022222 | 3.228 | 0 | 25 | 0 | 25 | 1 | 0 | 0.022222 | 2 | 12 | 20% | 0 | 0 | 0 | 0 | 0.02 | 0 | 0
| 6749 | 0.022222 | 3.228 | 0 | 25.1 | 0 | 25.1 | 0.99965 | 0 | 0.022222 | 1 | 12 | 20% | 0 | 0 | 0 | 0 | 0.02 | 0 | 0
| 6750 | 0.022222 | 3.228 | 0 | 25.2 | 0 | 25.2 | 0.9993 | 0 | 0.022222 | 0 | 12 | 20% | 0 | 0 | 0 | 0 | 0.02 | 0 | 0
| 6751 | 0.022222 | 3.228 | 22 | 25.3 | 21.2504 | 26.675 | 0.99414 | 0.42252 | -0.40029 | 0 | 12 | 20% | 0 | 0 | 0 | 0 | 0 | 0 | 0
| 6752 | 0.66667 | 3.228 | 207 | 26.9 | 199.9466 | 39.8375 | 0.94807 | 3.7913 | -3.1246 | 0 | 12.3798 | 20.63% | 1 | 1 | 0.8 | 0 | 0 | 0 | 0
| 6753 | 0.77778 | 3.228 | 444 | 28.6 | 428.8711 | 56.35 | 0.89028 | 7.6363 | -6.8585 | 0 | 15.344 | 25.57% | 1 | 0 | 0 | 0 | 0 | 0 | 0
| 6754 | 1.0444 | 3.228 | 652 | 30.2 | 629.7836 | 70.95 | 0.83918 | 10.57 | -9.5255 | 0 | 21.8505 | 36.42% | 1 | 0 | 0 | 0 | 0 | 0 | 0
| 6755 | 1.0444 | 3.228 | 764 | 31.1 | 737.9673 | 78.85 | 0.81153 | 11.9776 | -10.9331 | 0 | 30.8872 | 51.48% | 1 | 0 | 0 | 0.17 | 0 | 0 | 0
| 6756 | 1.6 | 3.228 | 785 | 31.9 | 758.2518 | 80.9625 | 0.80413 | 12.1947 | -10.5947 | 0 | 41.0951 | 68.49% | 1 | 0 | 0 | 0 | 0 | 0 | 0
| 6757 | 1.3778 | 3.228 | 717 | 32.8 | 692.5688 | 77.6125 | 0.81586 | 11.3007 | -9.923 | 0 | 51.1461 | 85.24% | 1 | 0 | 0 | 0.59 | 0 | 0 | 0
| 6758 | 1.1111 | 3.228 | 661 | 33.1 | 638.477 | 74.4125 | 0.82706 | 10.5611 | -9.45 | 0 | 60 | 100% | 1 | 0 | 0 | 9.45 | 0 | 0 | 0
| 6759 | 1.1111 | 3.228 | 548 | 33.4 | 529.3274 | 67.65 | 0.85072 | 9.0062 | -7.8951 | 0 | 60 | 100% | 0 | 0 | 0 | 7.9 | 0 | 0 | 0
| 6760 | 1 | 3.228 | 387 | 33.7 | 373.8133 | 57.8875 | 0.88489 | 6.6157 | -5.6157 | 0 | 60 | 100% | 0 | 0 | 0 | 5.62 | 0 | 0 | 0
| 6761 | 0.44444 | 3.228 | 185 | 32.8 | 178.6963 | 44.3625 | 0.93223 | 3.3317 | -2.8873 | 0 | 60 | 100% | 0 | 0 | 0 | 2.89 | 0 | 0 | 0
| 6762 | 0.44444 | 3.228 | 28 | 32 | 27.0459 | 33.75 | 0.96937 | 0.52435 | -0.079908 | 0 | 60 | 100% | 0 | 0 | 0 | 0.08 | 0 | 0 | 0
| 6763 | 7.7444 | 7.7444 | 0 | 31.1 | 0 | 31.1 | 0.97865 | 0 | 7.7444 | 11 | 60 | 100% | 0 | 0 | 0 | 0 | 0 | 0 | 0
| 6764 | 8.9667 | 8.9667 | 0 | 30.4 | 0 | 30.4 | 0.9811 | 0 | 8.9667 | 10 | 51.8366 | 86.39% | 0 | 0 | 0 | 0 | 0 | 0 | 0
| 6765 | 8.9667 | 8.9667 | 0 | 29.7 | 0 | 29.7 | 0.98355 | 0 | 8.9667 | 9 | 42.3849 | 70.64% | 0 | 0 | 0 | 0 | 0 | 0 | 0
| 6766 | 8.9667 | 8.9667 | 0 | 29 | 0 | 29 | 0.986 | 0 | 8.9667 | 8 | 32.9332 | 54.89% | 0 | 0 | 0 | 0 | 0 | 0 | 0
| 6767 | 7.3 | 7.3 | 0 | 27.9 | 0 | 27.9 | 0.98985 | 0 | 7.3 | 7 | 23.4815 | 39.14% | 0 | 0 | 0 | 0 | 0 | 0 | 0
| 6768 | 1.6889 | 3.228 | 0 | 26.9 | 0 | 26.9 | 0.99335 | 0 | 1.6889 | 6 | 15.7867 | 26.31% | 0 | 0 | 0 | 0 | 0 | 0 | 0
| 6769 | 1.1333 | 3.228 | 0 | 25.8 | 0 | 25.8 | 0.9972 | 0 | 1.1333 | 5 | 14.0064 | 23.34% | 0 | 0 | 0 | 0 | 0 | 0 | 0
| 6770 | 1.1333 | 3.228 | 0 | 25.9 | 0 | 25.9 | 0.99685 | 0 | 1.1333 | 4 | 12.8118 | 21.35% | 0 | 0 | 0 | 0 | 0.36 | 0 | 0
| 6771 | 0.022222 | 3.228 | 0 | 25.9 | 0 | 25.9 | 0.99685 | 0 | 0.022222 | 3 | 12 | 20% | 0 | 0 | 0 | 0 | 0.02 | 0 | 0
| 6772 | 0.022222 | 3.228 | 0 | 26 | 0 | 26 | 0.9965 | 0 | 0.022222 | 2 | 12 | 20% | 0 | 0 | 0 | 0 | 0.02 | 0 | 0
| 6773 | 0.022222 | 3.228 | 0 | 26 | 0 | 26 | 0.9965 | 0 | 0.022222 | 1 | 12 | 20% | 0 | 0 | 0 | 0 | 0.02 | 0 | 0
| 6774 | 0.022222 | 3.228 | 0 | 26 | 0 | 26 | 0.9965 | 0 | 0.022222 | 0 | 12 | 20% | 0 | 0 | 0 | 0 | 0.02 | 0 | 0
| 6775 | 0.022222 | 3.228 | 14 | 26 | 13.523 | 26.875 | 0.99344 | 0.26868 | -0.24646 | 0 | 12 | 20% | 0 | 0 | 0 | 0 | 0 | 0 | 0
| 6776 | 0.66667 | 3.228 | 133 | 26 | 128.4681 | 34.3125 | 0.96741 | 2.4856 | -1.819 | 0 | 12.2338 | 20.39% | 1 | 1 | 0.8 | 0 | 0 | 0 | 0
| 6777 | 0.77778 | 3.228 | 284 | 27.6 | 274.3229 | 45.35 | 0.92878 | 5.0957 | -4.3179 | 0 | 13.9594 | 23.27% | 1 | 0 | 0 | 0 | 0 | 0 | 0
| 6778 | 1.0444 | 3.228 | 418 | 29.2 | 403.757 | 55.325 | 0.89386 | 7.2181 | -6.1736 | 0 | 18.0557 | 30.09% | 1 | 0 | 0 | 0 | 0 | 0 | 0
| 6779 | 1.0444 | 3.228 | 562 | 30.4 | 542.8503 | 65.525 | 0.85816 | 9.3171 | -8.2726 | 0 | 23.9126 | 39.85% | 1 | 0 | 0 | 0 | 0 | 0 | 0
| 6780 | 1.6 | 3.228 | 667 | 31.6 | 644.2725 | 73.2875 | 0.83099 | 10.7077 | -9.1077 | 0 | 31.7607 | 52.93% | 1 | 0 | 0 | 0 | 0 | 0 | 0
| 6781 | 1.3778 | 3.228 | 715 | 32.8 | 690.637 | 77.4875 | 0.81629 | 11.2753 | -9.8975 | 0 | 40.401 | 67.34% | 1 | 0 | 0 | 0 | 0 | 0 | 0
| 6782 | 1.1111 | 3.228 | 619 | 32.5 | 597.9081 | 71.1875 | 0.83834 | 10.0251 | -8.9139 | 0 | 49.7906 | 82.98% | 1 | 0 | 0 | 0 | 0 | 0 | 0
| 6783 | 1.1111 | 3.228 | 476 | 32.1 | 459.7807 | 61.85 | 0.87102 | 8.0096 | -6.8985 | 0 | 58.2471 | 97.08% | 1 | 0 | 0 | 5.05 | 0 | 0 | 0
| 6784 | 1 | 3.228 | 307 | 31.8 | 296.5392 | 50.9875 | 0.90904 | 5.3913 | -4.3913 | 0 | 60 | 100% | 1 | 0 | 0 | 4.39 | 0 | 0 | 0
| 6785 | 0.44444 | 3.228 | 140 | 30.6 | 135.2296 | 39.35 | 0.94978 | 2.5688 | -2.1243 | 0 | 60 | 100% | 0 | 0 | 0 | 2.12 | 0 | 0 | 0
| 6786 | 0.44444 | 3.228 | 20 | 29.3 | 19.3185 | 30.55 | 0.98057 | 0.37887 | 0.065579 | 12 | 60 | 100% | 0 | 0 | 0 | 0 | 0 | 0 | 0
| 6787 | 7.7444 | 7.7444 | 0 | 28.1 | 0 | 28.1 | 0.98915 | 0 | 7.7444 | 11 | 59.9309 | 99.88% | 0 | 0 | 0 | 0 | 0 | 0 | 0
| 6788 | 8.9667 | 8.9667 | 0 | 27.2 | 0 | 27.2 | 0.9923 | 0 | 8.9667 | 10 | 51.7675 | 86.28% | 0 | 0 | 0 | 0 | 0 | 0 | 0
| 6789 | 8.9667 | 8.9667 | 0 | 26.3 | 0 | 26.3 | 0.99545 | 0 | 8.9667 | 9 | 42.3158 | 70.53% | 0 | 0 | 0 | 0 | 0 | 0 | 0
| 6790 | 8.9667 | 8.9667 | 0 | 25.4 | 0 | 25.4 | 0.9986 | 0 | 8.9667 | 8 | 32.8641 | 54.77% | 0 | 0 | 0 | 0 | 0 | 0 | 0
| 6791 | 7.3 | 7.3 | 0 | 25.6 | 0 | 25.6 | 0.9979 | 0 | 7.3 | 7 | 23.4124 | 39.02% | 0 | 0 | 0 | 0 | 0 | 0 | 0
| 6792 | 1.6889 | 3.228 | 0 | 25.9 | 0 | 25.9 | 0.99685 | 0 | 1.6889 | 6 | 15.7175 | 26.2% | 0 | 0 | 0 | 0 | 0 | 0 | 0
| 6793 | 1.1333 | 3.228 | 0 | 26.1 | 0 | 26.1 | 0.99615 | 0 | 1.1333 | 5 | 13.9373 | 23.23% | 0 | 0 | 0 | 0 | 0 | 0 | 0
| 6794 | 1.1333 | 3.228 | 0 | 26.2 | 0 | 26.2 | 0.9958 | 0 | 1.1333 | 4 | 12.7427 | 21.24% | 0 | 0 | 0 | 0 | 0.43 | 0 | 0
| 6795 | 0.022222 | 3.228 | 0 | 26.2 | 0 | 26.2 | 0.9958 | 0 | 0.022222 | 3 | 12 | 20% | 0 | 0 | 0 | 0 | 0.02 | 0 | 0
| 6796 | 0.022222 | 3.228 | 0 | 26.3 | 0 | 26.3 | 0.99545 | 0 | 0.022222 | 2 | 12 | 20% | 0 | 0 | 0 | 0 | 0.02 | 0 | 0
| 6797 | 0.022222 | 3.228 | 0 | 26.3 | 0 | 26.3 | 0.99545 | 0 | 0.022222 | 1 | 12 | 20% | 0 | 0 | 0 | 0 | 0.02 | 0 | 0
| 6798 | 0.022222 | 3.228 | 0 | 26.2 | 0 | 26.2 | 0.9958 | 0 | 0.022222 | 0 | 12 | 20% | 0 | 0 | 0 | 0 | 0.02 | 0 | 0
| 6799 | 0.022222 | 3.228 | 14 | 26.2 | 13.523 | 27.075 | 0.99274 | 0.2685 | -0.24627 | 0 | 12 | 20% | 0 | 0 | 0 | 0 | 0 | 0 | 0
| 6800 | 0.66667 | 3.228 | 155 | 27.3 | 149.7185 | 36.9875 | 0.95804 | 2.8687 | -2.2021 | 0 | 12.2336 | 20.39% | 1 | 1 | 0.8 | 0 | 0 | 0 | 0
| 6801 | 0.77778 | 3.228 | 373 | 28.5 | 360.2903 | 51.8125 | 0.90616 | 6.5296 | -5.7518 | 0 | 14.3227 | 23.87% | 1 | 0 | 0 | 0 | 0 | 0 | 0
| 6802 | 1.0444 | 3.228 | 596 | 29.6 | 575.6918 | 66.85 | 0.85352 | 9.8273 | -8.7829 | 0 | 19.7793 | 32.97% | 1 | 0 | 0 | 0 | 0 | 0 | 0
| 6803 | 1.0444 | 3.228 | 736 | 30.2 | 710.9214 | 76.2 | 0.8208 | 11.6705 | -10.626 | 0 | 28.1115 | 46.85% | 1 | 0 | 0 | 0 | 0 | 0 | 0
| 6804 | 1.6 | 3.228 | 812 | 30.9 | 784.3318 | 81.65 | 0.80173 | 12.5764 | -10.9764 | 0 | 38.1923 | 63.65% | 1 | 0 | 0 | 0.22 | 0 | 0 | 0
| 6805 | 1.3778 | 3.228 | 819 | 31.5 | 791.0933 | 82.6875 | 0.79809 | 12.6273 | -11.2496 | 0 | 48.4001 | 80.67% | 1 | 0 | 0 | 0.49 | 0 | 0 | 0
| 6806 | 1.1111 | 3.228 | 725 | 31.6 | 700.2962 | 76.9125 | 0.81831 | 11.4611 | -10.35 | 0 | 58.608 | 97.68% | 1 | 0 | 0 | 8.88 | 0 | 0 | 0
| 6807 | 1.1111 | 3.228 | 572 | 31.7 | 552.5096 | 67.45 | 0.85142 | 9.4084 | -8.2973 | 0 | 60 | 100% | 1 | 0 | 0 | 8.3 | 0 | 0 | 0
| 6808 | 1 | 3.228 | 381 | 31.8 | 368.0177 | 55.6125 | 0.89286 | 6.5717 | -5.5717 | 0 | 60 | 100% | 0 | 0 | 0 | 5.57 | 0 | 0 | 0
| 6809 | 0.44444 | 3.228 | 192 | 31.3 | 185.4578 | 43.3 | 0.93595 | 3.4716 | -3.0271 | 0 | 60 | 100% | 0 | 0 | 0 | 3.03 | 0 | 0 | 0
| 6810 | 0.44444 | 3.228 | 30 | 30.7 | 28.9778 | 32.575 | 0.97349 | 0.56419 | -0.11975 | 0 | 60 | 100% | 0 | 0 | 0 | 0.12 | 0 | 0 | 0
| 6811 | 7.7444 | 7.7444 | 0 | 30.2 | 0 | 30.2 | 0.9818 | 0 | 7.7444 | 11 | 60 | 100% | 0 | 0 | 0 | 0 | 0 | 0 | 0
| 6812 | 8.9667 | 8.9667 | 0 | 29.8 | 0 | 29.8 | 0.9832 | 0 | 8.9667 | 10 | 51.8366 | 86.39% | 0 | 0 | 0 | 0 | 0 | 0 | 0
| 6813 | 8.9667 | 8.9667 | 0 | 29.4 | 0 | 29.4 | 0.9846 | 0 | 8.9667 | 9 | 42.3849 | 70.64% | 0 | 0 | 0 | 0 | 0 | 0 | 0
| 6814 | 8.9667 | 8.9667 | 0 | 29 | 0 | 29 | 0.986 | 0 | 8.9667 | 8 | 32.9332 | 54.89% | 0 | 0 | 0 | 0 | 0 | 0 | 0
| 6815 | 7.3 | 7.3 | 0 | 28.7 | 0 | 28.7 | 0.98705 | 0 | 7.3 | 7 | 23.4815 | 39.14% | 0 | 0 | 0 | 0 | 0 | 0 | 0
| 6816 | 1.6889 | 3.228 | 0 | 28.3 | 0 | 28.3 | 0.98845 | 0 | 1.6889 | 6 | 15.7867 | 26.31% | 0 | 0 | 0 | 0 | 0 | 0 | 0
| 6817 | 1.1333 | 3.228 | 0 | 27.9 | 0 | 27.9 | 0.98985 | 0 | 1.1333 | 5 | 14.0064 | 23.34% | 0 | 0 | 0 | 0 | 0 | 0 | 0
| 6818 | 1.1333 | 3.228 | 0 | 27.8 | 0 | 27.8 | 0.9902 | 0 | 1.1333 | 4 | 12.8118 | 21.35% | 0 | 0 | 0 | 0 | 0.36 | 0 | 0
| 6819 | 0.022222 | 3.228 | 0 | 27.6 | 0 | 27.6 | 0.9909 | 0 | 0.022222 | 3 | 12 | 20% | 0 | 0 | 0 | 0 | 0.02 | 0 | 0
| 6820 | 0.022222 | 3.228 | 0 | 27.5 | 0 | 27.5 | 0.99125 | 0 | 0.022222 | 2 | 12 | 20% | 0 | 0 | 0 | 0 | 0.02 | 0 | 0
| 6821 | 0.022222 | 3.228 | 0 | 27.4 | 0 | 27.4 | 0.9916 | 0 | 0.022222 | 1 | 12 | 20% | 0 | 0 | 0 | 0 | 0.02 | 0 | 0
| 6822 | 0.022222 | 3.228 | 0 | 27.2 | 0 | 27.2 | 0.9923 | 0 | 0.022222 | 0 | 12 | 20% | 0 | 0 | 0 | 0 | 0.02 | 0 | 0
| 6823 | 0.022222 | 3.228 | 14 | 27.1 | 13.523 | 27.975 | 0.98959 | 0.26764 | -0.24542 | 0 | 12 | 20% | 0 | 0 | 0 | 0 | 0 | 0 | 0
| 6824 | 0.66667 | 3.228 | 132 | 28.2 | 127.5022 | 36.45 | 0.95993 | 2.4479 | -1.7812 | 0 | 12.2328 | 20.39% | 1 | 1 | 0.8 | 0 | 0 | 0 | 0
| 6825 | 0.77778 | 3.228 | 283 | 29.4 | 273.357 | 47.0875 | 0.92269 | 5.0445 | -4.2667 | 0 | 13.9226 | 23.2% | 1 | 0 | 0 | 0 | 0 | 0 | 0
| 6826 | 1.0444 | 3.228 | 417 | 30.5 | 402.7911 | 56.5625 | 0.88953 | 7.1659 | -6.1215 | 0 | 17.9704 | 29.95% | 1 | 0 | 0 | 0 | 0 | 0 | 0
| 6827 | 1.0444 | 3.228 | 514 | 30.7 | 496.4859 | 62.825 | 0.86761 | 8.6151 | -7.5707 | 0 | 23.7777 | 39.63% | 1 | 0 | 0 | 0 | 0 | 0 | 0
| 6828 | 1.6 | 3.228 | 566 | 30.9 | 546.714 | 66.275 | 0.85554 | 9.3547 | -7.7547 | 0 | 30.9599 | 51.6% | 1 | 0 | 0 | 0 | 0 | 0 | 0
| 6829 | 1.3778 | 3.228 | 569 | 31.1 | 549.6118 | 66.6625 | 0.85418 | 9.3894 | -8.0116 | 0 | 38.3166 | 63.86% | 1 | 0 | 0 | 0 | 0 | 0 | 0
| 6830 | 1.1111 | 3.228 | 523 | 31.3 | 505.1792 | 63.9875 | 0.86354 | 8.7249 | -7.6138 | 0 | 45.9171 | 76.53% | 1 | 0 | 0 | 0 | 0 | 0 | 0
| 6831 | 1.1111 | 3.228 | 432 | 31.5 | 417.28 | 58.5 | 0.88275 | 7.3671 | -6.256 | 0 | 53.1402 | 88.57% | 1 | 0 | 0 | 0 | 0 | 0 | 0
| 6832 | 1 | 3.228 | 302 | 31.7 | 291.7096 | 50.575 | 0.91049 | 5.312 | -4.312 | 0 | 59.0751 | 98.46% | 1 | 0 | 0 | 3.34 | 0 | 0 | 0
| 6833 | 0.44444 | 3.228 | 165 | 30.9 | 159.3778 | 41.2125 | 0.94326 | 3.0067 | -2.5622 | 0 | 60 | 100% | 1 | 0 | 0 | 2.56 | 0 | 0 | 0
| 6834 | 0.44444 | 3.228 | 27 | 30.2 | 26.08 | 31.8875 | 0.97589 | 0.50903 | -0.064582 | 0 | 60 | 100% | 0 | 0 | 0 | 0.06 | 0 | 0 | 0
| 6835 | 7.7444 | 7.7444 | 0 | 29.4 | 0 | 29.4 | 0.9846 | 0 | 7.7444 | 11 | 60 | 100% | 0 | 0 | 0 | 0 | 0 | 0 | 0
| 6836 | 8.9667 | 8.9667 | 0 | 29.2 | 0 | 29.2 | 0.9853 | 0 | 8.9667 | 10 | 51.8366 | 86.39% | 0 | 0 | 0 | 0 | 0 | 0 | 0
| 6837 | 8.9667 | 8.9667 | 0 | 29 | 0 | 29 | 0.986 | 0 | 8.9667 | 9 | 42.3849 | 70.64% | 0 | 0 | 0 | 0 | 0 | 0 | 0
| 6838 | 8.9667 | 8.9667 | 0 | 28.8 | 0 | 28.8 | 0.9867 | 0 | 8.9667 | 8 | 32.9332 | 54.89% | 0 | 0 | 0 | 0 | 0 | 0 | 0
| 6839 | 7.3 | 7.3 | 0 | 28.3 | 0 | 28.3 | 0.98845 | 0 | 7.3 | 7 | 23.4815 | 39.14% | 0 | 0 | 0 | 0 | 0 | 0 | 0
| 6840 | 1.6889 | 3.228 | 0 | 27.7 | 0 | 27.7 | 0.99055 | 0 | 1.6889 | 6 | 15.7867 | 26.31% | 0 | 0 | 0 | 0 | 0 | 0 | 0
| 6841 | 1.1333 | 3.228 | 0 | 27.2 | 0 | 27.2 | 0.9923 | 0 | 1.1333 | 5 | 14.0064 | 23.34% | 0 | 0 | 0 | 0 | 0 | 0 | 0
| 6842 | 1.1333 | 3.228 | 0 | 26.9 | 0 | 26.9 | 0.99335 | 0 | 1.1333 | 4 | 12.8118 | 21.35% | 0 | 0 | 0 | 0 | 0.36 | 0 | 0
| 6843 | 0.022222 | 3.228 | 0 | 26.5 | 0 | 26.5 | 0.99475 | 0 | 0.022222 | 3 | 12 | 20% | 0 | 0 | 0 | 0 | 0.02 | 0 | 0
| 6844 | 0.022222 | 3.228 | 0 | 26.2 | 0 | 26.2 | 0.9958 | 0 | 0.022222 | 2 | 12 | 20% | 0 | 0 | 0 | 0 | 0.02 | 0 | 0
| 6845 | 0.022222 | 3.228 | 0 | 26.1 | 0 | 26.1 | 0.99615 | 0 | 0.022222 | 1 | 12 | 20% | 0 | 0 | 0 | 0 | 0.02 | 0 | 0
| 6846 | 0.022222 | 3.228 | 0 | 26.1 | 0 | 26.1 | 0.99615 | 0 | 0.022222 | 0 | 12 | 20% | 0 | 0 | 0 | 0 | 0.02 | 0 | 0
| 6847 | 0.022222 | 3.228 | 17 | 26 | 16.4207 | 27.0625 | 0.99278 | 0.32604 | -0.30382 | 0 | 12 | 20% | 0 | 0 | 0 | 0 | 0 | 0 | 0
| 6848 | 0.66667 | 3.228 | 154 | 27.1 | 148.7526 | 36.725 | 0.95896 | 2.853 | -2.1863 | 0 | 12.2882 | 20.48% | 1 | 1 | 0.8 | 0 | 0 | 0 | 0
| 6849 | 0.77778 | 3.228 | 307 | 28.1 | 296.5392 | 47.2875 | 0.92199 | 5.4681 | -4.6904 | 0 | 14.3623 | 23.94% | 1 | 0 | 0 | 0 | 0 | 0 | 0
| 6850 | 1.0444 | 3.228 | 415 | 29.2 | 400.8592 | 55.1375 | 0.89452 | 7.1715 | -6.1271 | 0 | 18.812 | 31.35% | 1 | 0 | 0 | 0 | 0 | 0 | 0
| 6851 | 1.0444 | 3.228 | 512 | 29.3 | 494.554 | 61.3 | 0.87295 | 8.6344 | -7.59 | 0 | 24.6247 | 41.04% | 1 | 0 | 0 | 0 | 0 | 0 | 0
| 6852 | 1.6 | 3.228 | 563 | 29.5 | 543.8162 | 64.6875 | 0.86109 | 9.3655 | -7.7655 | 0 | 31.8251 | 53.04% | 1 | 0 | 0 | 0 | 0 | 0 | 0
| 6853 | 1.3778 | 3.228 | 566 | 29.6 | 546.714 | 64.975 | 0.86009 | 9.4044 | -8.0267 | 0 | 39.1922 | 65.32% | 1 | 0 | 0 | 0 | 0 | 0 | 0
| 6854 | 1.1111 | 3.228 | 520 | 29.7 | 502.2814 | 62.2 | 0.8698 | 8.7377 | -7.6266 | 0 | 46.8069 | 78.01% | 1 | 0 | 0 | 0 | 0 | 0 | 0
| 6855 | 1.1111 | 3.228 | 429 | 29.9 | 414.3822 | 56.7125 | 0.88901 | 7.3678 | -6.2567 | 0 | 54.0421 | 90.07% | 1 | 0 | 0 | 0 | 0 | 0 | 0
| 6856 | 1 | 3.228 | 299 | 30 | 288.8118 | 48.6875 | 0.91709 | 5.2974 | -4.2974 | 0 | 59.9777 | 99.96% | 1 | 0 | 0 | 4.27 | 0 | 0 | 0
| 6857 | 0.44444 | 3.228 | 149 | 29.6 | 143.9229 | 38.9125 | 0.95131 | 2.7383 | -2.2939 | 0 | 60 | 100% | 1 | 0 | 0 | 2.29 | 0 | 0 | 0
| 6858 | 0.44444 | 3.228 | 22 | 29.3 | 21.2504 | 30.675 | 0.98014 | 0.41657 | 0.027879 | 12 | 60 | 100% | 0 | 0 | 0 | 0 | 0 | 0 | 0
| 6859 | 7.7444 | 7.7444 | 0 | 28.9 | 0 | 28.9 | 0.98635 | 0 | 7.7444 | 11 | 59.9706 | 99.95% | 0 | 0 | 0 | 0 | 0 | 0 | 0
| 6860 | 8.9667 | 8.9667 | 0 | 28.6 | 0 | 28.6 | 0.9874 | 0 | 8.9667 | 10 | 51.8073 | 86.35% | 0 | 0 | 0 | 0 | 0 | 0 | 0
| 6861 | 8.9667 | 8.9667 | 0 | 28.3 | 0 | 28.3 | 0.98845 | 0 | 8.9667 | 9 | 42.3556 | 70.59% | 0 | 0 | 0 | 0 | 0 | 0 | 0
| 6862 | 8.9667 | 8.9667 | 0 | 28 | 0 | 28 | 0.9895 | 0 | 8.9667 | 8 | 32.9039 | 54.84% | 0 | 0 | 0 | 0 | 0 | 0 | 0
| 6863 | 7.3 | 7.3 | 0 | 27.7 | 0 | 27.7 | 0.99055 | 0 | 7.3 | 7 | 23.4522 | 39.09% | 0 | 0 | 0 | 0 | 0 | 0 | 0
| 6864 | 1.6889 | 3.228 | 0 | 27.5 | 0 | 27.5 | 0.99125 | 0 | 1.6889 | 6 | 15.7573 | 26.26% | 0 | 0 | 0 | 0 | 0 | 0 | 0
| 6865 | 1.1333 | 3.228 | 0 | 27.2 | 0 | 27.2 | 0.9923 | 0 | 1.1333 | 5 | 13.977 | 23.3% | 0 | 0 | 0 | 0 | 0 | 0 | 0
| 6866 | 1.1333 | 3.228 | 0 | 27.1 | 0 | 27.1 | 0.99265 | 0 | 1.1333 | 4 | 12.7824 | 21.3% | 0 | 0 | 0 | 0 | 0.39 | 0 | 0
| 6867 | 0.022222 | 3.228 | 0 | 27.1 | 0 | 27.1 | 0.99265 | 0 | 0.022222 | 3 | 12 | 20% | 0 | 0 | 0 | 0 | 0.02 | 0 | 0
| 6868 | 0.022222 | 3.228 | 0 | 27 | 0 | 27 | 0.993 | 0 | 0.022222 | 2 | 12 | 20% | 0 | 0 | 0 | 0 | 0.02 | 0 | 0
| 6869 | 0.022222 | 3.228 | 0 | 26.9 | 0 | 26.9 | 0.99335 | 0 | 0.022222 | 1 | 12 | 20% | 0 | 0 | 0 | 0 | 0.02 | 0 | 0
| 6870 | 0.022222 | 3.228 | 0 | 26.9 | 0 | 26.9 | 0.99335 | 0 | 0.022222 | 0 | 12 | 20% | 0 | 0 | 0 | 0 | 0.02 | 0 | 0
| 6871 | 0.022222 | 3.228 | 14 | 26.8 | 13.523 | 27.675 | 0.99064 | 0.26793 | -0.2457 | 0 | 12 | 20% | 0 | 0 | 0 | 0 | 0 | 0 | 0
| 6872 | 0.66667 | 3.228 | 130 | 27.2 | 125.5704 | 35.325 | 0.96386 | 2.4207 | -1.754 | 0 | 12.2331 | 20.39% | 1 | 1 | 0.8 | 0 | 0 | 0 | 0
| 6873 | 0.77778 | 3.228 | 280 | 27.6 | 270.4592 | 45.1 | 0.92965 | 5.0286 | -4.2509 | 0 | 13.8971 | 23.16% | 1 | 0 | 0 | 0 | 0 | 0 | 0
| 6874 | 1.0444 | 3.228 | 413 | 28 | 398.9274 | 53.8125 | 0.89916 | 7.174 | -6.1295 | 0 | 17.9298 | 29.88% | 1 | 0 | 0 | 0 | 0 | 0 | 0
| 6875 | 1.0444 | 3.228 | 459 | 28.4 | 443.36 | 57.0875 | 0.88769 | 7.8714 | -6.8269 | 0 | 23.7448 | 39.57% | 1 | 0 | 0 | 0 | 0 | 0 | 0
| 6876 | 1.6 | 3.228 | 445 | 28.8 | 429.837 | 56.6125 | 0.88936 | 7.6456 | -6.0456 | 0 | 30.2213 | 50.37% | 1 | 0 | 0 | 0 | 0 | 0 | 0
| 6877 | 1.3778 | 3.228 | 381 | 29.2 | 368.0177 | 53.0125 | 0.90196 | 6.6387 | -5.2609 | 0 | 35.9567 | 59.93% | 1 | 0 | 0 | 0 | 0 | 0 | 0
| 6878 | 1.1111 | 3.228 | 350 | 29 | 338.074 | 50.875 | 0.90944 | 6.1491 | -5.038 | 0 | 40.9476 | 68.25% | 1 | 0 | 0 | 0 | 0 | 0 | 0
| 6879 | 1.1111 | 3.228 | 288 | 29.1 | 278.1866 | 47.1 | 0.92265 | 5.1334 | -4.0223 | 0 | 45.7271 | 76.21% | 1 | 0 | 0 | 0 | 0 | 0 | 0
| 6880 | 1 | 3.228 | 200 | 29.3 | 193.1852 | 41.8 | 0.9412 | 3.6365 | -2.6365 | 0 | 49.543 | 82.57% | 1 | 0 | 0 | 0 | 0 | 0 | 0
| 6881 | 0.44444 | 3.228 | 99 | 28.8 | 95.6267 | 34.9875 | 0.96504 | 1.8457 | -1.4012 | 0 | 52.0442 | 86.74% | 1 | 0 | 0 | 0 | 0 | 0 | 0
| 6882 | 0.44444 | 3.228 | 14 | 28.3 | 13.523 | 29.175 | 0.98539 | 0.26651 | 0.17794 | 12 | 53.3735 | 88.96% | 1 | 0 | 0 | 0 | 0 | 0 | 0
| 6883 | 7.7444 | 7.7444 | 0 | 27.8 | 0 | 27.8 | 0.9902 | 0 | 7.7444 | 11 | 53.186 | 88.64% | 0 | 0 | 0 | 0 | 0 | 0 | 0
| 6884 | 8.9667 | 8.9667 | 0 | 27.5 | 0 | 27.5 | 0.99125 | 0 | 8.9667 | 10 | 45.0226 | 75.04% | 0 | 0 | 0 | 0 | 0 | 0 | 0
| 6885 | 8.9667 | 8.9667 | 0 | 27.3 | 0 | 27.3 | 0.99195 | 0 | 8.9667 | 9 | 35.5709 | 59.28% | 0 | 0 | 0 | 0 | 0 | 0 | 0
| 6886 | 8.9667 | 8.9667 | 0 | 27 | 0 | 27 | 0.993 | 0 | 8.9667 | 8 | 26.1192 | 43.53% | 0 | 0 | 0 | 0 | 0 | 0 | 0
| 6887 | 7.3 | 7.3 | 0 | 26.7 | 0 | 26.7 | 0.99405 | 0 | 7.3 | 7 | 16.6675 | 27.78% | 0 | 0 | 0 | 0 | 2.87 | 0 | 0
| 6888 | 1.6889 | 3.228 | 0 | 26.4 | 0 | 26.4 | 0.9951 | 0 | 1.6889 | 6 | 12 | 20% | 0 | 0 | 0 | 0 | 1.69 | 0 | 0
| 6889 | 1.1333 | 3.228 | 0 | 26.1 | 0 | 26.1 | 0.99615 | 0 | 1.1333 | 5 | 12 | 20% | 0 | 0 | 0 | 0 | 1.13 | 0 | 0
| 6890 | 1.1333 | 3.228 | 0 | 25.7 | 0 | 25.7 | 0.99755 | 0 | 1.1333 | 4 | 12 | 20% | 0 | 0 | 0 | 0 | 1.13 | 0 | 0
| 6891 | 0.022222 | 3.228 | 0 | 25.4 | 0 | 25.4 | 0.9986 | 0 | 0.022222 | 3 | 12 | 20% | 0 | 0 | 0 | 0 | 0.02 | 0 | 0
| 6892 | 0.022222 | 3.228 | 0 | 25 | 0 | 25 | 1 | 0 | 0.022222 | 2 | 12 | 20% | 0 | 0 | 0 | 0 | 0.02 | 0 | 0
| 6893 | 0.022222 | 3.228 | 0 | 25 | 0 | 25 | 1 | 0 | 0.022222 | 1 | 12 | 20% | 0 | 0 | 0 | 0 | 0.02 | 0 | 0
| 6894 | 0.022222 | 3.228 | 0 | 25 | 0 | 25 | 1 | 0 | 0.022222 | 0 | 12 | 20% | 0 | 0 | 0 | 0 | 0.02 | 0 | 0
| 6895 | 0.022222 | 3.228 | 20 | 25 | 19.3185 | 26.25 | 0.99562 | 0.38468 | -0.36246 | 0 | 12 | 20% | 0 | 0 | 0 | 0 | 0 | 0 | 0
| 6896 | 0.66667 | 3.228 | 197 | 26.5 | 190.2874 | 38.8125 | 0.95166 | 3.6218 | -2.9551 | 0 | 12.3439 | 20.57% | 1 | 1 | 0.8 | 0 | 0 | 0 | 0
| 6897 | 0.77778 | 3.228 | 444 | 28 | 428.8711 | 55.75 | 0.89238 | 7.6543 | -6.8765 | 0 | 15.1473 | 25.25% | 1 | 0 | 0 | 0 | 0 | 0 | 0
| 6898 | 1.0444 | 3.228 | 673 | 29.5 | 650.0681 | 71.5625 | 0.83703 | 10.8825 | -9.8381 | 0 | 21.6709 | 36.12% | 1 | 0 | 0 | 0 | 0 | 0 | 0
| 6899 | 1.0444 | 3.228 | 831 | 30.3 | 802.6844 | 82.2375 | 0.79967 | 12.8376 | -11.7932 | 0 | 31.0042 | 51.67% | 1 | 0 | 0 | 1.03 | 0 | 0 | 0
| 6900 | 1.6 | 3.228 | 915 | 31.2 | 883.8221 | 88.3875 | 0.77814 | 13.7548 | -12.1548 | 0 | 41.212 | 68.69% | 1 | 0 | 0 | 1.39 | 0 | 0 | 0
| 6901 | 1.3778 | 3.228 | 920 | 32 | 888.6518 | 89.5 | 0.77425 | 13.7608 | -12.383 | 0 | 51.4198 | 85.7% | 1 | 0 | 0 | 3.34 | 0 | 0 | 0
| 6902 | 1.1111 | 3.228 | 821 | 32.3 | 793.0251 | 83.6125 | 0.79486 | 12.6068 | -11.4957 | 0 | 60 | 100% | 1 | 0 | 0 | 11.5 | 0 | 0 | 0
| 6903 | 1.1111 | 3.228 | 647 | 32.7 | 624.954 | 73.1375 | 0.83152 | 10.3932 | -9.2821 | 0 | 60 | 100% | 0 | 0 | 0 | 9.28 | 0 | 0 | 0
| 6904 | 1 | 3.228 | 424 | 33 | 409.5526 | 59.5 | 0.87925 | 7.202 | -6.202 | 0 | 60 | 100% | 0 | 0 | 0 | 6.2 | 0 | 0 | 0
| 6905 | 0.44444 | 3.228 | 201 | 32.1 | 194.1511 | 44.6625 | 0.93118 | 3.6158 | -3.1714 | 0 | 60 | 100% | 0 | 0 | 0 | 3.17 | 0 | 0 | 0
| 6906 | 0.44444 | 3.228 | 27 | 31.3 | 26.08 | 32.9875 | 0.97204 | 0.50702 | -0.062574 | 0 | 60 | 100% | 0 | 0 | 0 | 0.06 | 0 | 0 | 0
| 6907 | 7.7444 | 7.7444 | 0 | 30.4 | 0 | 30.4 | 0.9811 | 0 | 7.7444 | 11 | 60 | 100% | 0 | 0 | 0 | 0 | 0 | 0 | 0
| 6908 | 8.9667 | 8.9667 | 0 | 29.4 | 0 | 29.4 | 0.9846 | 0 | 8.9667 | 10 | 51.8366 | 86.39% | 0 | 0 | 0 | 0 | 0 | 0 | 0
| 6909 | 8.9667 | 8.9667 | 0 | 28.4 | 0 | 28.4 | 0.9881 | 0 | 8.9667 | 9 | 42.3849 | 70.64% | 0 | 0 | 0 | 0 | 0 | 0 | 0
| 6910 | 8.9667 | 8.9667 | 0 | 27.4 | 0 | 27.4 | 0.9916 | 0 | 8.9667 | 8 | 32.9332 | 54.89% | 0 | 0 | 0 | 0 | 0 | 0 | 0
| 6911 | 7.3 | 7.3 | 0 | 26.6 | 0 | 26.6 | 0.9944 | 0 | 7.3 | 7 | 23.4815 | 39.14% | 0 | 0 | 0 | 0 | 0 | 0 | 0
| 6912 | 1.6889 | 3.228 | 0 | 25.8 | 0 | 25.8 | 0.9972 | 0 | 1.6889 | 6 | 15.7867 | 26.31% | 0 | 0 | 0 | 0 | 0 | 0 | 0
| 6913 | 1.1333 | 3.228 | 0 | 25 | 0 | 25 | 1 | 0 | 1.1333 | 5 | 14.0064 | 23.34% | 0 | 0 | 0 | 0 | 0 | 0 | 0
| 6914 | 1.1333 | 3.228 | 0 | 25 | 0 | 25 | 1 | 0 | 1.1333 | 4 | 12.8118 | 21.35% | 0 | 0 | 0 | 0 | 0.36 | 0 | 0
| 6915 | 0.022222 | 3.228 | 0 | 25.1 | 0 | 25.1 | 0.99965 | 0 | 0.022222 | 3 | 12 | 20% | 0 | 0 | 0 | 0 | 0.02 | 0 | 0
| 6916 | 0.022222 | 3.228 | 0 | 25.1 | 0 | 25.1 | 0.99965 | 0 | 0.022222 | 2 | 12 | 20% | 0 | 0 | 0 | 0 | 0.02 | 0 | 0
| 6917 | 0.022222 | 3.228 | 0 | 25.3 | 0 | 25.3 | 0.99895 | 0 | 0.022222 | 1 | 12 | 20% | 0 | 0 | 0 | 0 | 0.02 | 0 | 0
| 6918 | 0.022222 | 3.228 | 0 | 25.5 | 0 | 25.5 | 0.99825 | 0 | 0.022222 | 0 | 12 | 20% | 0 | 0 | 0 | 0 | 0.02 | 0 | 0
| 6919 | 0.022222 | 3.228 | 19 | 25.7 | 18.3526 | 26.8875 | 0.99339 | 0.36463 | -0.3424 | 0 | 12 | 20% | 0 | 0 | 0 | 0 | 0 | 0 | 0
| 6920 | 0.66667 | 3.228 | 196 | 27.1 | 189.3215 | 39.35 | 0.94978 | 3.5963 | -2.9296 | 0 | 12.3248 | 20.54% | 1 | 1 | 0.8 | 0 | 0 | 0 | 0
| 6921 | 0.77778 | 3.228 | 443 | 28.6 | 427.9051 | 56.2875 | 0.89049 | 7.6209 | -6.8432 | 0 | 15.1041 | 25.17% | 1 | 0 | 0 | 0 | 0 | 0 | 0
| 6922 | 1.0444 | 3.228 | 673 | 30 | 650.0681 | 72.0625 | 0.83528 | 10.8598 | -9.8153 | 0 | 21.5961 | 35.99% | 1 | 0 | 0 | 0 | 0 | 0 | 0
| 6923 | 1.0444 | 3.228 | 819 | 30.7 | 791.0933 | 81.8875 | 0.80089 | 12.6716 | -11.6272 | 0 | 30.9077 | 51.51% | 1 | 0 | 0 | 0.87 | 0 | 0 | 0
| 6924 | 1.6 | 3.228 | 888 | 31.3 | 857.7421 | 86.8 | 0.7837 | 13.4443 | -11.8443 | 0 | 41.1156 | 68.53% | 1 | 0 | 0 | 1.08 | 0 | 0 | 0
| 6925 | 1.3778 | 3.228 | 874 | 32 | 844.2192 | 86.625 | 0.78431 | 13.2426 | -11.8649 | 0 | 51.3234 | 85.54% | 1 | 0 | 0 | 2.72 | 0 | 0 | 0
| 6926 | 1.1111 | 3.228 | 762 | 31 | 736.0355 | 78.625 | 0.81231 | 11.9578 | -10.8467 | 0 | 60 | 100% | 1 | 0 | 0 | 10.85 | 0 | 0 | 0
| 6927 | 1.1111 | 3.228 | 582 | 29.9 | 562.1688 | 66.275 | 0.85554 | 9.6191 | -8.508 | 0 | 60 | 100% | 0 | 0 | 0 | 8.51 | 0 | 0 | 0
| 6928 | 1 | 3.228 | 366 | 28.9 | 353.5289 | 51.775 | 0.90629 | 6.408 | -5.408 | 0 | 60 | 100% | 0 | 0 | 0 | 5.41 | 0 | 0 | 0
| 6929 | 0.44444 | 3.228 | 180 | 28.9 | 173.8666 | 40.15 | 0.94698 | 3.2929 | -2.8485 | 0 | 60 | 100% | 0 | 0 | 0 | 2.85 | 0 | 0 | 0
| 6930 | 0.44444 | 3.228 | 24 | 28.8 | 23.1822 | 30.3 | 0.98145 | 0.45504 | -0.010599 | 0 | 60 | 100% | 0 | 0 | 0 | 0.01 | 0 | 0 | 0
| 6931 | 7.7444 | 7.7444 | 0 | 28.8 | 0 | 28.8 | 0.9867 | 0 | 7.7444 | 11 | 60 | 100% | 0 | 0 | 0 | 0 | 0 | 0 | 0
| 6932 | 8.9667 | 8.9667 | 0 | 28.5 | 0 | 28.5 | 0.98775 | 0 | 8.9667 | 10 | 51.8366 | 86.39% | 0 | 0 | 0 | 0 | 0 | 0 | 0
| 6933 | 8.9667 | 8.9667 | 0 | 28.2 | 0 | 28.2 | 0.9888 | 0 | 8.9667 | 9 | 42.3849 | 70.64% | 0 | 0 | 0 | 0 | 0 | 0 | 0
| 6934 | 8.9667 | 8.9667 | 0 | 27.9 | 0 | 27.9 | 0.98985 | 0 | 8.9667 | 8 | 32.9332 | 54.89% | 0 | 0 | 0 | 0 | 0 | 0 | 0
| 6935 | 7.3 | 7.3 | 0 | 27.3 | 0 | 27.3 | 0.99195 | 0 | 7.3 | 7 | 23.4815 | 39.14% | 0 | 0 | 0 | 0 | 0 | 0 | 0
| 6936 | 1.6889 | 3.228 | 0 | 26.6 | 0 | 26.6 | 0.9944 | 0 | 1.6889 | 6 | 15.7867 | 26.31% | 0 | 0 | 0 | 0 | 0 | 0 | 0
| 6937 | 1.1333 | 3.228 | 0 | 26 | 0 | 26 | 0.9965 | 0 | 1.1333 | 5 | 14.0064 | 23.34% | 0 | 0 | 0 | 0 | 0 | 0 | 0
| 6938 | 1.1333 | 3.228 | 0 | 26 | 0 | 26 | 0.9965 | 0 | 1.1333 | 4 | 12.8118 | 21.35% | 0 | 0 | 0 | 0 | 0.36 | 0 | 0
| 6939 | 0.022222 | 3.228 | 0 | 26 | 0 | 26 | 0.9965 | 0 | 0.022222 | 3 | 12 | 20% | 0 | 0 | 0 | 0 | 0.02 | 0 | 0
| 6940 | 0.022222 | 3.228 | 0 | 26 | 0 | 26 | 0.9965 | 0 | 0.022222 | 2 | 12 | 20% | 0 | 0 | 0 | 0 | 0.02 | 0 | 0
| 6941 | 0.022222 | 3.228 | 0 | 26.1 | 0 | 26.1 | 0.99615 | 0 | 0.022222 | 1 | 12 | 20% | 0 | 0 | 0 | 0 | 0.02 | 0 | 0
| 6942 | 0.022222 | 3.228 | 0 | 26.1 | 0 | 26.1 | 0.99615 | 0 | 0.022222 | 0 | 12 | 20% | 0 | 0 | 0 | 0 | 0.02 | 0 | 0
| 6943 | 0.022222 | 3.228 | 17 | 26.2 | 16.4207 | 27.2625 | 0.99208 | 0.32581 | -0.30359 | 0 | 12 | 20% | 0 | 0 | 0 | 0 | 0 | 0 | 0
| 6944 | 0.66667 | 3.228 | 156 | 27.2 | 150.6844 | 36.95 | 0.95817 | 2.8876 | -2.221 | 0 | 12.288 | 20.48% | 1 | 1 | 0.8 | 0 | 0 | 0 | 0
| 6945 | 0.77778 | 3.228 | 327 | 28.2 | 315.8577 | 48.6375 | 0.91727 | 5.7945 | -5.0168 | 0 | 14.395 | 23.99% | 1 | 0 | 0 | 0 | 0 | 0 | 0
| 6946 | 1.0444 | 3.228 | 465 | 29.2 | 449.1555 | 58.2625 | 0.88358 | 7.9373 | -6.8929 | 0 | 19.1543 | 31.92% | 1 | 0 | 0 | 0 | 0 | 0 | 0
| 6947 | 1.0444 | 3.228 | 553 | 30.2 | 534.157 | 64.7625 | 0.86083 | 9.1964 | -8.1519 | 0 | 25.6935 | 42.82% | 1 | 0 | 0 | 0 | 0 | 0 | 0
| 6948 | 1.6 | 3.228 | 585 | 31.2 | 565.0666 | 67.7625 | 0.85033 | 9.6099 | -8.0099 | 0 | 33.4271 | 55.71% | 1 | 0 | 0 | 0 | 0 | 0 | 0
| 6949 | 1.3778 | 3.228 | 561 | 32.2 | 541.8844 | 67.2625 | 0.85208 | 9.2346 | -7.8568 | 0 | 41.0259 | 68.38% | 1 | 0 | 0 | 0 | 0 | 0 | 0
| 6950 | 1.1111 | 3.228 | 463 | 31.3 | 447.2237 | 60.2375 | 0.87667 | 7.8413 | -6.7302 | 0 | 48.4795 | 80.8% | 1 | 0 | 0 | 0 | 0 | 0 | 0
| 6951 | 1.1111 | 3.228 | 334 | 30.5 | 322.6192 | 51.375 | 0.90769 | 5.8567 | -4.7456 | 0 | 54.8644 | 91.44% | 1 | 0 | 0 | 0 | 0 | 0 | 0
| 6952 | 1 | 3.228 | 197 | 29.6 | 190.2874 | 41.9125 | 0.94081 | 3.5805 | -2.5805 | 0 | 59.3665 | 98.94% | 1 | 0 | 0 | 1.91 | 0 | 0 | 0
| 6953 | 0.44444 | 3.228 | 96 | 28.7 | 92.7289 | 34.7 | 0.96605 | 1.7916 | -1.3472 | 0 | 60 | 100% | 1 | 0 | 0 | 1.35 | 0 | 0 | 0
| 6954 | 0.44444 | 3.228 | 13 | 27.9 | 12.557 | 28.7125 | 0.98701 | 0.24788 | 0.19657 | 12 | 60 | 100% | 0 | 0 | 0 | 0 | 0 | 0 | 0
| 6955 | 7.7444 | 7.7444 | 0 | 27 | 0 | 27 | 0.993 | 0 | 7.7444 | 11 | 59.7928 | 99.65% | 0 | 0 | 0 | 0 | 0 | 0 | 0
| 6956 | 8.9667 | 8.9667 | 0 | 27.1 | 0 | 27.1 | 0.99265 | 0 | 8.9667 | 10 | 51.6294 | 86.05% | 0 | 0 | 0 | 0 | 0 | 0 | 0
| 6957 | 8.9667 | 8.9667 | 0 | 27.1 | 0 | 27.1 | 0.99265 | 0 | 8.9667 | 9 | 42.1777 | 70.3% | 0 | 0 | 0 | 0 | 0 | 0 | 0
| 6958 | 8.9667 | 8.9667 | 0 | 27.2 | 0 | 27.2 | 0.9923 | 0 | 8.9667 | 8 | 32.726 | 54.54% | 0 | 0 | 0 | 0 | 0 | 0 | 0
| 6959 | 7.3 | 7.3 | 0 | 27 | 0 | 27 | 0.993 | 0 | 7.3 | 7 | 23.2743 | 38.79% | 0 | 0 | 0 | 0 | 0 | 0 | 0
| 6960 | 1.6889 | 3.228 | 0 | 26.7 | 0 | 26.7 | 0.99405 | 0 | 1.6889 | 6 | 15.5795 | 25.97% | 0 | 0 | 0 | 0 | 0 | 0 | 0
| 6961 | 1.1333 | 3.228 | 0 | 26.5 | 0 | 26.5 | 0.99475 | 0 | 1.1333 | 5 | 13.7992 | 23% | 0 | 0 | 0 | 0 | 0 | 0 | 0
| 6962 | 1.1333 | 3.228 | 0 | 26.6 | 0 | 26.6 | 0.9944 | 0 | 1.1333 | 4 | 12.6046 | 21.01% | 0 | 0 | 0 | 0 | 0.56 | 0 | 0
| 6963 | 0.022222 | 3.228 | 0 | 26.8 | 0 | 26.8 | 0.9937 | 0 | 0.022222 | 3 | 12 | 20% | 0 | 0 | 0 | 0 | 0.02 | 0 | 0
| 6964 | 0.022222 | 3.228 | 0 | 26.9 | 0 | 26.9 | 0.99335 | 0 | 0.022222 | 2 | 12 | 20% | 0 | 0 | 0 | 0 | 0.02 | 0 | 0
| 6965 | 0.022222 | 3.228 | 0 | 26.9 | 0 | 26.9 | 0.99335 | 0 | 0.022222 | 1 | 12 | 20% | 0 | 0 | 0 | 0 | 0.02 | 0 | 0
| 6966 | 0.022222 | 3.228 | 0 | 27 | 0 | 27 | 0.993 | 0 | 0.022222 | 0 | 12 | 20% | 0 | 0 | 0 | 0 | 0.02 | 0 | 0
| 6967 | 0.022222 | 3.228 | 13 | 27 | 12.557 | 27.8125 | 0.99016 | 0.24867 | -0.22645 | 0 | 12 | 20% | 0 | 0 | 0 | 0 | 0 | 0 | 0
| 6968 | 0.66667 | 3.228 | 127 | 28 | 122.6726 | 35.9375 | 0.96172 | 2.3595 | -1.6929 | 0 | 12.2148 | 20.36% | 1 | 1 | 0.8 | 0 | 0 | 0 | 0
| 6969 | 0.77778 | 3.228 | 277 | 29 | 267.5615 | 46.3125 | 0.92541 | 4.9521 | -4.1743 | 0 | 13.8208 | 23.03% | 1 | 0 | 0 | 0 | 0 | 0 | 0
| 6970 | 1.0444 | 3.228 | 409 | 30 | 395.0637 | 55.5625 | 0.89303 | 7.0561 | -6.0116 | 0 | 17.7809 | 29.63% | 1 | 0 | 0 | 0 | 0 | 0 | 0
| 6971 | 1.0444 | 3.228 | 504 | 30.6 | 486.8266 | 62.1 | 0.87015 | 8.4722 | -7.4278 | 0 | 23.484 | 39.14% | 1 | 0 | 0 | 0 | 0 | 0 | 0
| 6972 | 1.6 | 3.228 | 556 | 31.3 | 537.0548 | 66.05 | 0.85633 | 9.1979 | -7.5979 | 0 | 30.5307 | 50.88% | 1 | 0 | 0 | 0 | 0 | 0 | 0
| 6973 | 1.3778 | 3.228 | 558 | 31.9 | 538.9866 | 66.775 | 0.85379 | 9.2036 | -7.8258 | 0 | 37.7386 | 62.9% | 1 | 0 | 0 | 0 | 0 | 0 | 0
| 6974 | 1.1111 | 3.228 | 511 | 31.6 | 493.5881 | 63.5375 | 0.86512 | 8.5402 | -7.4291 | 0 | 45.1629 | 75.27% | 1 | 0 | 0 | 0 | 0 | 0 | 0
| 6975 | 1.1111 | 3.228 | 419 | 31.3 | 404.7229 | 57.4875 | 0.88629 | 7.1741 | -6.063 | 0 | 52.2108 | 87.02% | 1 | 0 | 0 | 0 | 0 | 0 | 0
| 6976 | 1 | 3.228 | 290 | 31 | 280.1185 | 49.125 | 0.91556 | 5.1293 | -4.1293 | 0 | 57.9626 | 96.6% | 1 | 0 | 0 | 1.98 | 0 | 0 | 0
| 6977 | 0.44444 | 3.228 | 126 | 28.5 | 121.7067 | 36.375 | 0.96019 | 2.3372 | -1.8928 | 0 | 60 | 100% | 1 | 0 | 0 | 1.89 | 0 | 0 | 0
| 6978 | 0.44444 | 3.228 | 14 | 26 | 13.523 | 26.875 | 0.99344 | 0.26868 | 0.17576 | 12 | 60 | 100% | 0 | 0 | 0 | 0 | 0 | 0 | 0
| 6979 | 7.7444 | 7.7444 | 0 | 27.4 | 0 | 27.4 | 0.9916 | 0 | 7.7444 | 11 | 59.8147 | 99.69% | 0 | 0 | 0 | 0 | 0 | 0 | 0
| 6980 | 8.9667 | 8.9667 | 0 | 27.4 | 0 | 27.4 | 0.9916 | 0 | 8.9667 | 10 | 51.6514 | 86.09% | 0 | 0 | 0 | 0 | 0 | 0 | 0
| 6981 | 8.9667 | 8.9667 | 0 | 27.4 | 0 | 27.4 | 0.9916 | 0 | 8.9667 | 9 | 42.1997 | 70.33% | 0 | 0 | 0 | 0 | 0 | 0 | 0
| 6982 | 8.9667 | 8.9667 | 0 | 27.4 | 0 | 27.4 | 0.9916 | 0 | 8.9667 | 8 | 32.748 | 54.58% | 0 | 0 | 0 | 0 | 0 | 0 | 0
| 6983 | 7.3 | 7.3 | 0 | 27.3 | 0 | 27.3 | 0.99195 | 0 | 7.3 | 7 | 23.2963 | 38.83% | 0 | 0 | 0 | 0 | 0 | 0 | 0
| 6984 | 1.6889 | 3.228 | 0 | 27.3 | 0 | 27.3 | 0.99195 | 0 | 1.6889 | 6 | 15.6014 | 26% | 0 | 0 | 0 | 0 | 0 | 0 | 0
| 6985 | 1.1333 | 3.228 | 0 | 27.2 | 0 | 27.2 | 0.9923 | 0 | 1.1333 | 5 | 13.8212 | 23.04% | 0 | 0 | 0 | 0 | 0 | 0 | 0
| 6986 | 1.1333 | 3.228 | 0 | 27 | 0 | 27 | 0.993 | 0 | 1.1333 | 4 | 12.6265 | 21.04% | 0 | 0 | 0 | 0 | 0.54 | 0 | 0
| 6987 | 0.022222 | 3.228 | 0 | 26.9 | 0 | 26.9 | 0.99335 | 0 | 0.022222 | 3 | 12 | 20% | 0 | 0 | 0 | 0 | 0.02 | 0 | 0
| 6988 | 0.022222 | 3.228 | 0 | 26.7 | 0 | 26.7 | 0.99405 | 0 | 0.022222 | 2 | 12 | 20% | 0 | 0 | 0 | 0 | 0.02 | 0 | 0
| 6989 | 0.022222 | 3.228 | 0 | 26.8 | 0 | 26.8 | 0.9937 | 0 | 0.022222 | 1 | 12 | 20% | 0 | 0 | 0 | 0 | 0.02 | 0 | 0
| 6990 | 0.022222 | 3.228 | 0 | 27 | 0 | 27 | 0.993 | 0 | 0.022222 | 0 | 12 | 20% | 0 | 0 | 0 | 0 | 0.02 | 0 | 0
| 6991 | 0.022222 | 3.228 | 13 | 27.1 | 12.557 | 27.9125 | 0.98981 | 0.24858 | -0.22636 | 0 | 12 | 20% | 0 | 0 | 0 | 0 | 0 | 0 | 0
| 6992 | 0.66667 | 3.228 | 138 | 28.1 | 133.2978 | 36.725 | 0.95896 | 2.5566 | -1.8899 | 0 | 12.2147 | 20.36% | 1 | 1 | 0.8 | 0 | 0 | 0 | 0
| 6993 | 0.77778 | 3.228 | 323 | 29 | 311.994 | 49.1875 | 0.91534 | 5.7116 | -4.9339 | 0 | 14.0076 | 23.35% | 1 | 0 | 0 | 0 | 0 | 0 | 0
| 6994 | 1.0444 | 3.228 | 508 | 30 | 490.6903 | 61.75 | 0.87138 | 8.5515 | -7.5071 | 0 | 18.6883 | 31.15% | 1 | 0 | 0 | 0 | 0 | 0 | 0
| 6995 | 1.0444 | 3.228 | 662 | 31 | 639.4429 | 72.375 | 0.83419 | 10.6683 | -9.6239 | 0 | 25.8101 | 43.02% | 1 | 0 | 0 | 0 | 0 | 0 | 0
| 6996 | 1.6 | 3.228 | 764 | 32 | 737.9673 | 79.75 | 0.80837 | 11.9311 | -10.3311 | 0 | 34.9401 | 58.23% | 1 | 0 | 0 | 0 | 0 | 0 | 0
| 6997 | 1.3778 | 3.228 | 798 | 33 | 770.8088 | 82.875 | 0.79744 | 12.2934 | -10.9157 | 0 | 44.7411 | 74.57% | 1 | 0 | 0 | 0.16 | 0 | 0 | 0
| 6998 | 1.1111 | 3.228 | 703 | 32.4 | 679.0459 | 76.3375 | 0.82032 | 11.1407 | -10.0296 | 0 | 54.9489 | 91.58% | 1 | 0 | 0 | 4.71 | 0 | 0 | 0
| 6999 | 1.1111 | 3.228 | 551 | 31.7 | 532.2251 | 66.1375 | 0.85602 | 9.1119 | -8.0008 | 0 | 60 | 100% | 1 | 0 | 0 | 8 | 0 | 0 | 0
| 7000 | 1 | 3.228 | 361 | 31.1 | 348.6992 | 53.6625 | 0.89968 | 6.2744 | -5.2744 | 0 | 60 | 100% | 0 | 0 | 0 | 5.27 | 0 | 0 | 0
| 7001 | 0.44444 | 3.228 | 163 | 30.2 | 157.4459 | 40.3875 | 0.94614 | 2.9793 | -2.5349 | 0 | 60 | 100% | 0 | 0 | 0 | 2.53 | 0 | 0 | 0
| 7002 | 0.44444 | 3.228 | 19 | 29.3 | 18.3526 | 30.4875 | 0.98079 | 0.36 | 0.084442 | 12 | 60 | 100% | 0 | 0 | 0 | 0 | 0 | 0 | 0
| 7003 | 7.7444 | 7.7444 | 0 | 28.4 | 0 | 28.4 | 0.9881 | 0 | 7.7444 | 11 | 59.911 | 99.85% | 0 | 0 | 0 | 0 | 0 | 0 | 0
| 7004 | 8.9667 | 8.9667 | 0 | 28.1 | 0 | 28.1 | 0.98915 | 0 | 8.9667 | 10 | 51.7476 | 86.25% | 0 | 0 | 0 | 0 | 0 | 0 | 0
| 7005 | 8.9667 | 8.9667 | 0 | 27.8 | 0 | 27.8 | 0.9902 | 0 | 8.9667 | 9 | 42.2959 | 70.49% | 0 | 0 | 0 | 0 | 0 | 0 | 0
| 7006 | 8.9667 | 8.9667 | 0 | 27.5 | 0 | 27.5 | 0.99125 | 0 | 8.9667 | 8 | 32.8442 | 54.74% | 0 | 0 | 0 | 0 | 0 | 0 | 0
| 7007 | 7.3 | 7.3 | 0 | 27.2 | 0 | 27.2 | 0.9923 | 0 | 7.3 | 7 | 23.3925 | 38.99% | 0 | 0 | 0 | 0 | 0 | 0 | 0
| 7008 | 1.6889 | 3.228 | 0 | 26.9 | 0 | 26.9 | 0.99335 | 0 | 1.6889 | 6 | 15.6977 | 26.16% | 0 | 0 | 0 | 0 | 0 | 0 | 0
| 7009 | 1.1333 | 3.228 | 0 | 26.6 | 0 | 26.6 | 0.9944 | 0 | 1.1333 | 5 | 13.9174 | 23.2% | 0 | 0 | 0 | 0 | 0 | 0 | 0
| 7010 | 1.1333 | 3.228 | 0 | 26.5 | 0 | 26.5 | 0.99475 | 0 | 1.1333 | 4 | 12.7228 | 21.2% | 0 | 0 | 0 | 0 | 0.45 | 0 | 0
| 7011 | 0.022222 | 3.228 | 0 | 26.3 | 0 | 26.3 | 0.99545 | 0 | 0.022222 | 3 | 12 | 20% | 0 | 0 | 0 | 0 | 0.02 | 0 | 0
| 7012 | 0.022222 | 3.228 | 0 | 26.2 | 0 | 26.2 | 0.9958 | 0 | 0.022222 | 2 | 12 | 20% | 0 | 0 | 0 | 0 | 0.02 | 0 | 0
| 7013 | 0.022222 | 3.228 | 0 | 26.1 | 0 | 26.1 | 0.99615 | 0 | 0.022222 | 1 | 12 | 20% | 0 | 0 | 0 | 0 | 0.02 | 0 | 0
| 7014 | 0.022222 | 3.228 | 0 | 26.1 | 0 | 26.1 | 0.99615 | 0 | 0.022222 | 0 | 12 | 20% | 0 | 0 | 0 | 0 | 0.02 | 0 | 0
| 7015 | 0.022222 | 3.228 | 19 | 26 | 18.3526 | 27.1875 | 0.99234 | 0.36424 | -0.34202 | 0 | 12 | 20% | 0 | 0 | 0 | 0 | 0 | 0 | 0
| 7016 | 0.66667 | 3.228 | 180 | 27.2 | 173.8666 | 38.45 | 0.95293 | 3.3136 | -2.647 | 0 | 12.3245 | 20.54% | 1 | 1 | 0.8 | 0 | 0 | 0 | 0
| 7017 | 0.77778 | 3.228 | 393 | 28.5 | 379.6088 | 53.0625 | 0.90178 | 6.8465 | -6.0687 | 0 | 14.8356 | 24.73% | 1 | 0 | 0 | 0 | 0 | 0 | 0
| 7018 | 1.0444 | 3.228 | 582 | 29.7 | 562.1688 | 66.075 | 0.85624 | 9.627 | -8.5826 | 0 | 20.5929 | 34.32% | 1 | 0 | 0 | 0 | 0 | 0 | 0
| 7019 | 1.0444 | 3.228 | 718 | 31 | 693.5347 | 75.875 | 0.82194 | 11.4008 | -10.3564 | 0 | 28.735 | 47.89% | 1 | 0 | 0 | 0 | 0 | 0 | 0
| 7020 | 1.6 | 3.228 | 792 | 31.6 | 765.0133 | 81.1 | 0.80365 | 12.2961 | -10.6961 | 0 | 38.56 | 64.27% | 1 | 0 | 0 | 0 | 0 | 0 | 0
| 7021 | 1.3778 | 3.228 | 795 | 32.2 | 767.911 | 81.8875 | 0.80089 | 12.3003 | -10.9225 | 0 | 48.7071 | 81.18% | 1 | 0 | 0 | 0.16 | 0 | 0 | 0
| 7022 | 1.1111 | 3.228 | 701 | 32.3 | 677.114 | 76.1125 | 0.82111 | 11.1197 | -10.0085 | 0 | 58.915 | 98.19% | 1 | 0 | 0 | 8.86 | 0 | 0 | 0
| 7023 | 1.1111 | 3.228 | 549 | 32.4 | 530.2933 | 66.7125 | 0.85401 | 9.0575 | -7.9464 | 0 | 60 | 100% | 1 | 0 | 0 | 7.95 | 0 | 0 | 0
| 7024 | 1 | 3.228 | 359 | 32.5 | 346.7674 | 54.9375 | 0.89522 | 6.2087 | -5.2087 | 0 | 60 | 100% | 0 | 0 | 0 | 5.21 | 0 | 0 | 0
| 7025 | 0.44444 | 3.228 | 181 | 32 | 174.8326 | 43.3125 | 0.93591 | 3.2725 | -2.8281 | 0 | 60 | 100% | 0 | 0 | 0 | 2.83 | 0 | 0 | 0
| 7026 | 0.44444 | 3.228 | 23 | 31.4 | 22.2163 | 32.8375 | 0.97257 | 0.43214 | 0.012307 | 12 | 60 | 100% | 0 | 0 | 0 | 0 | 0 | 0 | 0
| 7027 | 7.7444 | 7.7444 | 0 | 30.9 | 0 | 30.9 | 0.97935 | 0 | 7.7444 | 11 | 59.987 | 99.98% | 0 | 0 | 0 | 0 | 0 | 0 | 0
| 7028 | 8.9667 | 8.9667 | 0 | 30.5 | 0 | 30.5 | 0.98075 | 0 | 8.9667 | 10 | 51.8237 | 86.37% | 0 | 0 | 0 | 0 | 0 | 0 | 0
| 7029 | 8.9667 | 8.9667 | 0 | 30 | 0 | 30 | 0.9825 | 0 | 8.9667 | 9 | 42.372 | 70.62% | 0 | 0 | 0 | 0 | 0 | 0 | 0
| 7030 | 8.9667 | 8.9667 | 0 | 29.6 | 0 | 29.6 | 0.9839 | 0 | 8.9667 | 8 | 32.9203 | 54.87% | 0 | 0 | 0 | 0 | 0 | 0 | 0
| 7031 | 7.3 | 7.3 | 0 | 29.2 | 0 | 29.2 | 0.9853 | 0 | 7.3 | 7 | 23.4686 | 39.11% | 0 | 0 | 0 | 0 | 0 | 0 | 0
| 7032 | 1.6889 | 3.228 | 0 | 28.7 | 0 | 28.7 | 0.98705 | 0 | 1.6889 | 6 | 15.7737 | 26.29% | 0 | 0 | 0 | 0 | 0 | 0 | 0
| 7033 | 1.1333 | 3.228 | 0 | 28.3 | 0 | 28.3 | 0.98845 | 0 | 1.1333 | 5 | 13.9935 | 23.32% | 0 | 0 | 0 | 0 | 0 | 0 | 0
| 7034 | 1.1333 | 3.228 | 0 | 27.9 | 0 | 27.9 | 0.98985 | 0 | 1.1333 | 4 | 12.7988 | 21.33% | 0 | 0 | 0 | 0 | 0.38 | 0 | 0
| 7035 | 0.022222 | 3.228 | 0 | 27.4 | 0 | 27.4 | 0.9916 | 0 | 0.022222 | 3 | 12 | 20% | 0 | 0 | 0 | 0 | 0.02 | 0 | 0
| 7036 | 0.022222 | 3.228 | 0 | 27 | 0 | 27 | 0.993 | 0 | 0.022222 | 2 | 12 | 20% | 0 | 0 | 0 | 0 | 0.02 | 0 | 0
| 7037 | 0.022222 | 3.228 | 0 | 26.7 | 0 | 26.7 | 0.99405 | 0 | 0.022222 | 1 | 12 | 20% | 0 | 0 | 0 | 0 | 0.02 | 0 | 0
| 7038 | 0.022222 | 3.228 | 0 | 26.3 | 0 | 26.3 | 0.99545 | 0 | 0.022222 | 0 | 12 | 20% | 0 | 0 | 0 | 0 | 0.02 | 0 | 0
| 7039 | 0.022222 | 3.228 | 20 | 26 | 19.3185 | 27.25 | 0.99213 | 0.38333 | -0.36111 | 0 | 12 | 20% | 0 | 0 | 0 | 0 | 0 | 0 | 0
| 7040 | 0.66667 | 3.228 | 190 | 27.3 | 183.5259 | 39.175 | 0.95039 | 3.4884 | -2.8217 | 0 | 12.3426 | 20.57% | 1 | 1 | 0.8 | 0 | 0 | 0 | 0
| 7041 | 0.77778 | 3.228 | 404 | 28.7 | 390.234 | 53.95 | 0.89868 | 7.0139 | -6.2361 | 0 | 15.0195 | 25.03% | 1 | 0 | 0 | 0 | 0 | 0 | 0
| 7042 | 1.0444 | 3.228 | 578 | 30 | 558.3051 | 66.125 | 0.85606 | 9.5589 | -8.5144 | 0 | 20.9356 | 34.89% | 1 | 0 | 0 | 0 | 0 | 0 | 0
| 7043 | 1.0444 | 3.228 | 715 | 30.6 | 690.637 | 75.2875 | 0.82399 | 11.3816 | -10.3372 | 0 | 29.0131 | 48.36% | 1 | 0 | 0 | 0 | 0 | 0 | 0
| 7044 | 1.6 | 3.228 | 788 | 31.3 | 761.1496 | 80.55 | 0.80558 | 12.2633 | -10.6633 | 0 | 38.8198 | 64.7% | 1 | 0 | 0 | 0 | 0 | 0 | 0
| 7045 | 1.3778 | 3.228 | 791 | 31.9 | 764.0473 | 81.3375 | 0.80282 | 12.2678 | -10.8901 | 0 | 48.9359 | 81.56% | 1 | 0 | 0 | 0.13 | 0 | 0 | 0
| 7046 | 1.1111 | 3.228 | 748 | 33 | 722.5125 | 79.75 | 0.80837 | 11.6812 | -10.5701 | 0 | 59.1437 | 98.57% | 1 | 0 | 0 | 9.67 | 0 | 0 | 0
| 7047 | 1.1111 | 3.228 | 628 | 32.9 | 606.6014 | 72.15 | 0.83498 | 10.1299 | -9.0188 | 0 | 60 | 100% | 1 | 0 | 0 | 9.02 | 0 | 0 | 0
| 7048 | 1 | 3.228 | 442 | 32.8 | 426.9392 | 60.425 | 0.87601 | 7.4801 | -6.4801 | 0 | 60 | 100% | 0 | 0 | 0 | 6.48 | 0 | 0 | 0
| 7049 | 0.44444 | 3.228 | 211 | 32.6 | 203.8103 | 45.7875 | 0.92724 | 3.7796 | -3.3352 | 0 | 60 | 100% | 0 | 0 | 0 | 3.34 | 0 | 0 | 0
| 7050 | 0.44444 | 3.228 | 24 | 32.3 | 23.1822 | 33.8 | 0.9692 | 0.44936 | -0.0049197 | 0 | 60 | 100% | 0 | 0 | 0 | 0 | 0 | 0 | 0
| 7051 | 7.7444 | 7.7444 | 0 | 32.1 | 0 | 32.1 | 0.97515 | 0 | 7.7444 | 11 | 60 | 100% | 0 | 0 | 0 | 0 | 0 | 0 | 0
| 7052 | 8.9667 | 8.9667 | 0 | 31.4 | 0 | 31.4 | 0.9776 | 0 | 8.9667 | 10 | 51.8366 | 86.39% | 0 | 0 | 0 | 0 | 0 | 0 | 0
| 7053 | 8.9667 | 8.9667 | 0 | 30.6 | 0 | 30.6 | 0.9804 | 0 | 8.9667 | 9 | 42.3849 | 70.64% | 0 | 0 | 0 | 0 | 0 | 0 | 0
| 7054 | 8.9667 | 8.9667 | 0 | 29.9 | 0 | 29.9 | 0.98285 | 0 | 8.9667 | 8 | 32.9332 | 54.89% | 0 | 0 | 0 | 0 | 0 | 0 | 0
| 7055 | 7.3 | 7.3 | 0 | 29.5 | 0 | 29.5 | 0.98425 | 0 | 7.3 | 7 | 23.4815 | 39.14% | 0 | 0 | 0 | 0 | 0 | 0 | 0
| 7056 | 1.6889 | 3.228 | 0 | 29.2 | 0 | 29.2 | 0.9853 | 0 | 1.6889 | 6 | 15.7867 | 26.31% | 0 | 0 | 0 | 0 | 0 | 0 | 0
| 7057 | 1.1333 | 3.228 | 0 | 28.8 | 0 | 28.8 | 0.9867 | 0 | 1.1333 | 5 | 14.0064 | 23.34% | 0 | 0 | 0 | 0 | 0 | 0 | 0
| 7058 | 1.1333 | 3.228 | 0 | 28.5 | 0 | 28.5 | 0.98775 | 0 | 1.1333 | 4 | 12.8118 | 21.35% | 0 | 0 | 0 | 0 | 0.36 | 0 | 0
| 7059 | 0.022222 | 3.228 | 0 | 28.2 | 0 | 28.2 | 0.9888 | 0 | 0.022222 | 3 | 12 | 20% | 0 | 0 | 0 | 0 | 0.02 | 0 | 0
| 7060 | 0.022222 | 3.228 | 0 | 27.9 | 0 | 27.9 | 0.98985 | 0 | 0.022222 | 2 | 12 | 20% | 0 | 0 | 0 | 0 | 0.02 | 0 | 0
| 7061 | 0.022222 | 3.228 | 0 | 27.9 | 0 | 27.9 | 0.98985 | 0 | 0.022222 | 1 | 12 | 20% | 0 | 0 | 0 | 0 | 0.02 | 0 | 0
| 7062 | 0.022222 | 3.228 | 0 | 28 | 0 | 28 | 0.9895 | 0 | 0.022222 | 0 | 12 | 20% | 0 | 0 | 0 | 0 | 0.02 | 0 | 0
| 7063 | 0.022222 | 3.228 | 18 | 27.5 | 17.3867 | 28.625 | 0.98731 | 0.34332 | -0.3211 | 0 | 12 | 20% | 0 | 0 | 0 | 0 | 0 | 0 | 0
| 7064 | 0.66667 | 3.228 | 178 | 28.7 | 171.9348 | 39.825 | 0.94811 | 3.2603 | -2.5936 | 0 | 12.3046 | 20.51% | 1 | 1 | 0.8 | 0 | 0 | 0 | 0
| 7065 | 0.77778 | 3.228 | 391 | 29.8 | 377.677 | 54.2375 | 0.89767 | 6.7806 | -6.0028 | 0 | 14.7651 | 24.61% | 1 | 0 | 0 | 0 | 0 | 0 | 0
| 7066 | 1.0444 | 3.228 | 580 | 31 | 560.237 | 67.25 | 0.85213 | 9.5478 | -8.5034 | 0 | 20.4599 | 34.1% | 1 | 0 | 0 | 0 | 0 | 0 | 0
| 7067 | 1.0444 | 3.228 | 690 | 31.6 | 666.4888 | 74.725 | 0.82596 | 11.0099 | -9.9655 | 0 | 28.5269 | 47.54% | 1 | 0 | 0 | 0 | 0 | 0 | 0
| 7068 | 1.6 | 3.228 | 727 | 32.3 | 702.2281 | 77.7375 | 0.81542 | 11.4522 | -9.8522 | 0 | 37.981 | 63.3% | 1 | 0 | 0 | 0 | 0 | 0 | 0
| 7069 | 1.3778 | 3.228 | 692 | 32.9 | 668.4207 | 76.15 | 0.82098 | 10.9751 | -9.5974 | 0 | 47.3276 | 78.88% | 1 | 0 | 0 | 0 | 0 | 0 | 0
| 7070 | 1.1111 | 3.228 | 595 | 32.7 | 574.7259 | 69.8875 | 0.84289 | 9.6887 | -8.5775 | 0 | 56.4324 | 94.05% | 1 | 0 | 0 | 4.82 | 0 | 0 | 0
| 7071 | 1.1111 | 3.228 | 452 | 32.6 | 436.5985 | 60.85 | 0.87452 | 7.6363 | -6.5252 | 0 | 60 | 100% | 1 | 0 | 0 | 6.53 | 0 | 0 | 0
| 7072 | 1 | 3.228 | 284 | 32.4 | 274.3229 | 50.15 | 0.91197 | 5.0035 | -4.0035 | 0 | 60 | 100% | 0 | 0 | 0 | 4 | 0 | 0 | 0
| 7073 | 0.44444 | 3.228 | 135 | 31.9 | 130.4 | 40.3375 | 0.94632 | 2.468 | -2.0236 | 0 | 60 | 100% | 0 | 0 | 0 | 2.02 | 0 | 0 | 0
| 7074 | 0.44444 | 3.228 | 15 | 31.5 | 14.4889 | 32.4375 | 0.97397 | 0.28223 | 0.16221 | 12 | 60 | 100% | 0 | 0 | 0 | 0 | 0 | 0 | 0
| 7075 | 7.7444 | 7.7444 | 0 | 31 | 0 | 31 | 0.979 | 0 | 7.7444 | 11 | 59.829 | 99.72% | 0 | 0 | 0 | 0 | 0 | 0 | 0
| 7076 | 8.9667 | 8.9667 | 0 | 30.7 | 0 | 30.7 | 0.98005 | 0 | 8.9667 | 10 | 51.6657 | 86.11% | 0 | 0 | 0 | 0 | 0 | 0 | 0
| 7077 | 8.9667 | 8.9667 | 0 | 30.3 | 0 | 30.3 | 0.98145 | 0 | 8.9667 | 9 | 42.214 | 70.36% | 0 | 0 | 0 | 0 | 0 | 0 | 0
| 7078 | 8.9667 | 8.9667 | 0 | 30 | 0 | 30 | 0.9825 | 0 | 8.9667 | 8 | 32.7623 | 54.6% | 0 | 0 | 0 | 0 | 0 | 0 | 0
| 7079 | 7.3 | 7.3 | 0 | 29.2 | 0 | 29.2 | 0.9853 | 0 | 7.3 | 7 | 23.3106 | 38.85% | 0 | 0 | 0 | 0 | 0 | 0 | 0
| 7080 | 1.6889 | 3.228 | 0 | 28.3 | 0 | 28.3 | 0.98845 | 0 | 1.6889 | 6 | 15.6157 | 26.03% | 0 | 0 | 0 | 0 | 0 | 0 | 0
| 7081 | 1.1333 | 3.228 | 0 | 27.5 | 0 | 27.5 | 0.99125 | 0 | 1.1333 | 5 | 13.8354 | 23.06% | 0 | 0 | 0 | 0 | 0 | 0 | 0
| 7082 | 1.1333 | 3.228 | 0 | 27.6 | 0 | 27.6 | 0.9909 | 0 | 1.1333 | 4 | 12.6408 | 21.07% | 0 | 0 | 0 | 0 | 0.53 | 0 | 0
| 7083 | 0.022222 | 3.228 | 0 | 27.6 | 0 | 27.6 | 0.9909 | 0 | 0.022222 | 3 | 12 | 20% | 0 | 0 | 0 | 0 | 0.02 | 0 | 0
| 7084 | 0.022222 | 3.228 | 0 | 27.7 | 0 | 27.7 | 0.99055 | 0 | 0.022222 | 2 | 12 | 20% | 0 | 0 | 0 | 0 | 0.02 | 0 | 0
| 7085 | 0.022222 | 3.228 | 0 | 27.1 | 0 | 27.1 | 0.99265 | 0 | 0.022222 | 1 | 12 | 20% | 0 | 0 | 0 | 0 | 0.02 | 0 | 0
| 7086 | 0.022222 | 3.228 | 0 | 26.6 | 0 | 26.6 | 0.9944 | 0 | 0.022222 | 0 | 12 | 20% | 0 | 0 | 0 | 0 | 0.02 | 0 | 0
| 7087 | 0.022222 | 3.228 | 9 | 26 | 8.6933 | 26.5625 | 0.99453 | 0.17292 | -0.15069 | 0 | 12 | 20% | 0 | 0 | 0 | 0 | 0 | 0 | 0
| 7088 | 0.66667 | 3.228 | 84 | 25.5 | 81.1378 | 30.75 | 0.97988 | 1.5901 | -0.92343 | 0 | 12.143 | 20.24% | 1 | 1 | 0.8 | 0 | 0 | 0 | 0
| 7089 | 0.77778 | 3.228 | 184 | 25 | 177.7304 | 36.5 | 0.95975 | 3.4115 | -2.6338 | 0 | 13.019 | 21.7% | 1 | 0 | 0 | 0 | 0 | 0 | 0
| 7090 | 1.0444 | 3.228 | 272 | 24.5 | 262.7318 | 41.5 | 0.94225 | 4.9512 | -3.9067 | 0 | 15.5176 | 25.86% | 1 | 0 | 0 | 0 | 0 | 0 | 0
| 7091 | 1.0444 | 3.228 | 336 | 24.5 | 324.5511 | 45.5 | 0.92825 | 6.0253 | -4.9808 | 0 | 19.2239 | 32.04% | 1 | 0 | 0 | 0 | 0 | 0 | 0
| 7092 | 1.6 | 3.228 | 370 | 25.8 | 357.3926 | 48.925 | 0.91626 | 6.5493 | -4.9493 | 0 | 23.9491 | 39.92% | 1 | 0 | 0 | 0 | 0 | 0 | 0
| 7093 | 1.3778 | 3.228 | 372 | 27.2 | 359.3244 | 50.45 | 0.91092 | 6.5464 | -5.1686 | 0 | 28.6444 | 47.74% | 1 | 0 | 0 | 0 | 0 | 0 | 0
| 7094 | 1.1111 | 3.228 | 399 | 27.9 | 385.4044 | 52.8375 | 0.90257 | 6.9571 | -5.846 | 0 | 33.5478 | 55.91% | 1 | 0 | 0 | 0 | 0 | 0 | 0
| 7095 | 1.1111 | 3.228 | 371 | 28.7 | 358.3585 | 51.8875 | 0.90589 | 6.4927 | -5.3816 | 0 | 39.0937 | 65.16% | 1 | 0 | 0 | 0 | 0 | 0 | 0
| 7096 | 1 | 3.228 | 282 | 29.4 | 272.3911 | 47.025 | 0.92291 | 5.0279 | -4.0279 | 0 | 44.1992 | 73.67% | 1 | 0 | 0 | 0 | 0 | 0 | 0
| 7097 | 0.44444 | 3.228 | 133 | 28.6 | 128.4681 | 36.9125 | 0.95831 | 2.4622 | -2.0178 | 0 | 48.0203 | 80.03% | 1 | 0 | 0 | 0 | 0 | 0 | 0
| 7098 | 0.44444 | 3.228 | 15 | 27.7 | 14.4889 | 28.6375 | 0.98727 | 0.28609 | 0.15836 | 12 | 49.9346 | 83.22% | 1 | 0 | 0 | 0 | 0 | 0 | 0
| 7099 | 7.7444 | 7.7444 | 0 | 26.9 | 0 | 26.9 | 0.99335 | 0 | 7.7444 | 11 | 49.7677 | 82.95% | 0 | 0 | 0 | 0 | 0 | 0 | 0
| 7100 | 8.9667 | 8.9667 | 0 | 26.7 | 0 | 26.7 | 0.99405 | 0 | 8.9667 | 10 | 41.6043 | 69.34% | 0 | 0 | 0 | 0 | 0 | 0 | 0
| 7101 | 8.9667 | 8.9667 | 0 | 26.5 | 0 | 26.5 | 0.99475 | 0 | 8.9667 | 9 | 32.1526 | 53.59% | 0 | 0 | 0 | 0 | 0 | 0 | 0
| 7102 | 8.9667 | 8.9667 | 0 | 26.3 | 0 | 26.3 | 0.99545 | 0 | 8.9667 | 8 | 22.7009 | 37.83% | 0 | 0 | 0 | 0 | 0 | 0 | 0
| 7103 | 7.3 | 7.3 | 0 | 26.2 | 0 | 26.2 | 0.9958 | 0 | 7.3 | 7 | 13.2492 | 22.08% | 0 | 0 | 0 | 0 | 6.11 | 0 | 0
| 7104 | 1.6889 | 3.228 | 0 | 26.1 | 0 | 26.1 | 0.99615 | 0 | 1.6889 | 6 | 12 | 20% | 0 | 0 | 0 | 0 | 1.69 | 0 | 0
| 7105 | 1.1333 | 3.228 | 0 | 26 | 0 | 26 | 0.9965 | 0 | 1.1333 | 5 | 12 | 20% | 0 | 0 | 0 | 0 | 1.13 | 0 | 0
| 7106 | 1.1333 | 3.228 | 0 | 26 | 0 | 26 | 0.9965 | 0 | 1.1333 | 4 | 12 | 20% | 0 | 0 | 0 | 0 | 1.13 | 0 | 0
| 7107 | 0.022222 | 3.228 | 0 | 26 | 0 | 26 | 0.9965 | 0 | 0.022222 | 3 | 12 | 20% | 0 | 0 | 0 | 0 | 0.02 | 0 | 0
| 7108 | 0.022222 | 3.228 | 0 | 26 | 0 | 26 | 0.9965 | 0 | 0.022222 | 2 | 12 | 20% | 0 | 0 | 0 | 0 | 0.02 | 0 | 0
| 7109 | 0.022222 | 3.228 | 0 | 26.1 | 0 | 26.1 | 0.99615 | 0 | 0.022222 | 1 | 12 | 20% | 0 | 0 | 0 | 0 | 0.02 | 0 | 0
| 7110 | 0.022222 | 3.228 | 0 | 26.1 | 0 | 26.1 | 0.99615 | 0 | 0.022222 | 0 | 12 | 20% | 0 | 0 | 0 | 0 | 0.02 | 0 | 0
| 7111 | 0.022222 | 3.228 | 16 | 26.1 | 15.4548 | 27.1 | 0.99265 | 0.30682 | -0.2846 | 0 | 12 | 20% | 0 | 0 | 0 | 0 | 0 | 0 | 0
| 7112 | 0.66667 | 3.228 | 153 | 27.1 | 147.7867 | 36.6625 | 0.95918 | 2.8351 | -2.1684 | 0 | 12.27 | 20.45% | 1 | 1 | 0.8 | 0 | 0 | 0 | 0
| 7113 | 0.77778 | 3.228 | 338 | 28.2 | 326.4829 | 49.325 | 0.91486 | 5.9737 | -5.196 | 0 | 14.3271 | 23.88% | 1 | 0 | 0 | 0 | 0 | 0 | 0
| 7114 | 1.0444 | 3.228 | 501 | 29.2 | 483.9288 | 60.5125 | 0.87571 | 8.4756 | -7.4311 | 0 | 19.2565 | 32.09% | 1 | 0 | 0 | 0 | 0 | 0 | 0
| 7115 | 1.0444 | 3.228 | 620 | 30 | 598.874 | 68.75 | 0.84688 | 10.1434 | -9.099 | 0 | 26.3063 | 43.84% | 1 | 0 | 0 | 0 | 0 | 0 | 0
| 7116 | 1.6 | 3.228 | 683 | 30.8 | 659.7273 | 73.4875 | 0.83029 | 10.9553 | -9.3553 | 0 | 34.9383 | 58.23% | 1 | 0 | 0 | 0 | 0 | 0 | 0
| 7117 | 1.3778 | 3.228 | 685 | 31.6 | 661.6592 | 74.4125 | 0.82706 | 10.9446 | -9.5668 | 0 | 43.8136 | 73.02% | 1 | 0 | 0 | 0 | 0 | 0 | 0
| 7118 | 1.1111 | 3.228 | 626 | 30.7 | 604.6696 | 69.825 | 0.84311 | 10.1961 | -9.085 | 0 | 52.8895 | 88.15% | 1 | 0 | 0 | 1.59 | 0 | 0 | 0
| 7119 | 1.1111 | 3.228 | 511 | 29.9 | 493.5881 | 61.8375 | 0.87107 | 8.599 | -7.4879 | 0 | 60 | 100% | 1 | 0 | 0 | 7.49 | 0 | 0 | 0
| 7120 | 1 | 3.228 | 349 | 29 | 337.1081 | 50.8125 | 0.90966 | 6.1331 | -5.1331 | 0 | 60 | 100% | 0 | 0 | 0 | 5.13 | 0 | 0 | 0
| 7121 | 0.44444 | 3.228 | 164 | 28.9 | 158.4118 | 39.15 | 0.95047 | 3.0113 | -2.5669 | 0 | 60 | 100% | 0 | 0 | 0 | 2.57 | 0 | 0 | 0
| 7122 | 0.44444 | 3.228 | 18 | 28.9 | 17.3867 | 30.025 | 0.98241 | 0.34162 | 0.10283 | 12 | 60 | 100% | 0 | 0 | 0 | 0 | 0 | 0 | 0
| 7123 | 7.7444 | 7.7444 | 0 | 28.8 | 0 | 28.8 | 0.9867 | 0 | 7.7444 | 11 | 59.8916 | 99.82% | 0 | 0 | 0 | 0 | 0 | 0 | 0
| 7124 | 8.9667 | 8.9667 | 0 | 28.2 | 0 | 28.2 | 0.9888 | 0 | 8.9667 | 10 | 51.7282 | 86.21% | 0 | 0 | 0 | 0 | 0 | 0 | 0
| 7125 | 8.9667 | 8.9667 | 0 | 27.6 | 0 | 27.6 | 0.9909 | 0 | 8.9667 | 9 | 42.2766 | 70.46% | 0 | 0 | 0 | 0 | 0 | 0 | 0
| 7126 | 8.9667 | 8.9667 | 0 | 27 | 0 | 27 | 0.993 | 0 | 8.9667 | 8 | 32.8249 | 54.71% | 0 | 0 | 0 | 0 | 0 | 0 | 0
| 7127 | 7.3 | 7.3 | 0 | 26.7 | 0 | 26.7 | 0.99405 | 0 | 7.3 | 7 | 23.3732 | 38.96% | 0 | 0 | 0 | 0 | 0 | 0 | 0
| 7128 | 1.6889 | 3.228 | 0 | 26.5 | 0 | 26.5 | 0.99475 | 0 | 1.6889 | 6 | 15.6783 | 26.13% | 0 | 0 | 0 | 0 | 0 | 0 | 0
| 7129 | 1.1333 | 3.228 | 0 | 26.2 | 0 | 26.2 | 0.9958 | 0 | 1.1333 | 5 | 13.898 | 23.16% | 0 | 0 | 0 | 0 | 0 | 0 | 0
| 7130 | 1.1333 | 3.228 | 0 | 26 | 0 | 26 | 0.9965 | 0 | 1.1333 | 4 | 12.7034 | 21.17% | 0 | 0 | 0 | 0 | 0.47 | 0 | 0
| 7131 | 0.022222 | 3.228 | 0 | 25.9 | 0 | 25.9 | 0.99685 | 0 | 0.022222 | 3 | 12 | 20% | 0 | 0 | 0 | 0 | 0.02 | 0 | 0
| 7132 | 0.022222 | 3.228 | 0 | 25.7 | 0 | 25.7 | 0.99755 | 0 | 0.022222 | 2 | 12 | 20% | 0 | 0 | 0 | 0 | 0.02 | 0 | 0
| 7133 | 0.022222 | 3.228 | 0 | 26.8 | 0 | 26.8 | 0.9937 | 0 | 0.022222 | 1 | 12 | 20% | 0 | 0 | 0 | 0 | 0.02 | 0 | 0
| 7134 | 0.022222 | 3.228 | 0 | 27.9 | 0 | 27.9 | 0.98985 | 0 | 0.022222 | 0 | 12 | 20% | 0 | 0 | 0 | 0 | 0.02 | 0 | 0
| 7135 | 0.022222 | 3.228 | 12 | 29 | 11.5911 | 29.75 | 0.98337 | 0.22797 | -0.20575 | 0 | 12 | 20% | 0 | 0 | 0 | 0 | 0 | 0 | 0
| 7136 | 0.66667 | 3.228 | 122 | 29 | 117.843 | 36.625 | 0.95931 | 2.261 | -1.5943 | 0 | 12.1952 | 20.33% | 1 | 1 | 0.8 | 0 | 0 | 0 | 0
| 7137 | 0.77778 | 3.228 | 269 | 29 | 259.834 | 45.8125 | 0.92716 | 4.8181 | -4.0404 | 0 | 13.7077 | 22.85% | 1 | 0 | 0 | 0 | 0 | 0 | 0
| 7138 | 1.0444 | 3.228 | 399 | 29 | 385.4044 | 53.9375 | 0.89872 | 6.9274 | -5.883 | 0 | 17.5407 | 29.23% | 1 | 0 | 0 | 0 | 0 | 0 | 0
| 7139 | 1.0444 | 3.228 | 493 | 29 | 476.2014 | 59.8125 | 0.87816 | 8.3636 | -7.3191 | 0 | 23.1218 | 38.54% | 1 | 0 | 0 | 0 | 0 | 0 | 0
| 7140 | 1.6 | 3.228 | 543 | 29 | 524.4977 | 62.9375 | 0.86722 | 9.0971 | -7.4971 | 0 | 30.0653 | 50.11% | 1 | 0 | 0 | 0 | 0 | 0 | 0
| 7141 | 1.3778 | 3.228 | 545 | 29 | 526.4296 | 63.0625 | 0.86678 | 9.126 | -7.7482 | 0 | 37.1777 | 61.96% | 1 | 0 | 0 | 0 | 0 | 0 | 0
| 7142 | 1.1111 | 3.228 | 542 | 28.7 | 523.5318 | 62.575 | 0.86849 | 9.0936 | -7.9825 | 0 | 44.5283 | 74.21% | 1 | 0 | 0 | 0 | 0 | 0 | 0
| 7143 | 1.1111 | 3.228 | 475 | 28.4 | 458.8148 | 58.0875 | 0.88419 | 8.1136 | -7.0025 | 0 | 52.1011 | 86.84% | 1 | 0 | 0 | 0 | 0 | 0 | 0
| 7144 | 1 | 3.228 | 345 | 28 | 333.2444 | 49.5625 | 0.91403 | 6.0919 | -5.0919 | 0 | 58.7443 | 97.91% | 1 | 0 | 0 | 3.77 | 0 | 0 | 0
| 7145 | 0.44444 | 3.228 | 170 | 27.7 | 164.2074 | 38.325 | 0.95336 | 3.131 | -2.6865 | 0 | 60 | 100% | 1 | 0 | 0 | 2.69 | 0 | 0 | 0
| 7146 | 0.44444 | 3.228 | 19 | 27.4 | 18.3526 | 28.5875 | 0.98744 | 0.36244 | 0.082001 | 12 | 60 | 100% | 0 | 0 | 0 | 0 | 0 | 0 | 0
| 7147 | 7.7444 | 7.7444 | 0 | 27.1 | 0 | 27.1 | 0.99265 | 0 | 7.7444 | 11 | 59.9136 | 99.86% | 0 | 0 | 0 | 0 | 0 | 0 | 0
| 7148 | 8.9667 | 8.9667 | 0 | 27.1 | 0 | 27.1 | 0.99265 | 0 | 8.9667 | 10 | 51.7502 | 86.25% | 0 | 0 | 0 | 0 | 0 | 0 | 0
| 7149 | 8.9667 | 8.9667 | 0 | 27 | 0 | 27 | 0.993 | 0 | 8.9667 | 9 | 42.2985 | 70.5% | 0 | 0 | 0 | 0 | 0 | 0 | 0
| 7150 | 8.9667 | 8.9667 | 0 | 27 | 0 | 27 | 0.993 | 0 | 8.9667 | 8 | 32.8468 | 54.74% | 0 | 0 | 0 | 0 | 0 | 0 | 0
| 7151 | 7.3 | 7.3 | 0 | 27 | 0 | 27 | 0.993 | 0 | 7.3 | 7 | 23.3951 | 38.99% | 0 | 0 | 0 | 0 | 0 | 0 | 0
| 7152 | 1.6889 | 3.228 | 0 | 26.9 | 0 | 26.9 | 0.99335 | 0 | 1.6889 | 6 | 15.7002 | 26.17% | 0 | 0 | 0 | 0 | 0 | 0 | 0
| 7153 | 1.1333 | 3.228 | 0 | 26.9 | 0 | 26.9 | 0.99335 | 0 | 1.1333 | 5 | 13.92 | 23.2% | 0 | 0 | 0 | 0 | 0 | 0 | 0
| 7154 | 1.1333 | 3.228 | 0 | 26.7 | 0 | 26.7 | 0.99405 | 0 | 1.1333 | 4 | 12.7254 | 21.21% | 0 | 0 | 0 | 0 | 0.45 | 0 | 0
| 7155 | 0.022222 | 3.228 | 0 | 26.5 | 0 | 26.5 | 0.99475 | 0 | 0.022222 | 3 | 12 | 20% | 0 | 0 | 0 | 0 | 0.02 | 0 | 0
| 7156 | 0.022222 | 3.228 | 0 | 26.3 | 0 | 26.3 | 0.99545 | 0 | 0.022222 | 2 | 12 | 20% | 0 | 0 | 0 | 0 | 0.02 | 0 | 0
| 7157 | 0.022222 | 3.228 | 0 | 26.9 | 0 | 26.9 | 0.99335 | 0 | 0.022222 | 1 | 12 | 20% | 0 | 0 | 0 | 0 | 0.02 | 0 | 0
| 7158 | 0.022222 | 3.228 | 0 | 27.5 | 0 | 27.5 | 0.99125 | 0 | 0.022222 | 0 | 12 | 20% | 0 | 0 | 0 | 0 | 0.02 | 0 | 0
| 7159 | 0.022222 | 3.228 | 15 | 28.1 | 14.4889 | 29.0375 | 0.98587 | 0.28568 | -0.26346 | 0 | 12 | 20% | 0 | 0 | 0 | 0 | 0 | 0 | 0
| 7160 | 0.66667 | 3.228 | 151 | 28.8 | 145.8548 | 38.2375 | 0.95367 | 2.7819 | -2.1153 | 0 | 12.2499 | 20.42% | 1 | 1 | 0.8 | 0 | 0 | 0 | 0
| 7161 | 0.77778 | 3.228 | 335 | 29.4 | 323.5852 | 50.3375 | 0.91132 | 5.8978 | -5.12 | 0 | 14.2567 | 23.76% | 1 | 0 | 0 | 0 | 0 | 0 | 0
| 7162 | 1.0444 | 3.228 | 497 | 30 | 480.0651 | 61.0625 | 0.87378 | 8.3894 | -7.345 | 0 | 19.1139 | 31.86% | 1 | 0 | 0 | 0 | 0 | 0 | 0
| 7163 | 1.0444 | 3.228 | 616 | 30.5 | 595.0103 | 69 | 0.846 | 10.0676 | -9.0231 | 0 | 26.082 | 43.47% | 1 | 0 | 0 | 0 | 0 | 0 | 0
| 7164 | 1.6 | 3.228 | 678 | 31 | 654.8977 | 73.375 | 0.83069 | 10.8803 | -9.2803 | 0 | 34.6421 | 57.74% | 1 | 0 | 0 | 0 | 0 | 0 | 0
| 7165 | 1.3778 | 3.228 | 680 | 31.5 | 656.8296 | 74 | 0.8285 | 10.8837 | -9.5059 | 0 | 43.4462 | 72.41% | 1 | 0 | 0 | 0 | 0 | 0 | 0
| 7166 | 1.1111 | 3.228 | 621 | 31.7 | 599.8399 | 70.5125 | 0.84071 | 10.0858 | -8.9747 | 0 | 52.4642 | 87.44% | 1 | 0 | 0 | 1.03 | 0 | 0 | 0
| 7167 | 1.1111 | 3.228 | 506 | 31.8 | 488.7585 | 63.425 | 0.86551 | 8.4605 | -7.3494 | 0 | 60 | 100% | 1 | 0 | 0 | 7.35 | 0 | 0 | 0
| 7168 | 1 | 3.228 | 345 | 32 | 333.2444 | 53.5625 | 0.90003 | 5.9986 | -4.9986 | 0 | 60 | 100% | 0 | 0 | 0 | 5 | 0 | 0 | 0
| 7169 | 0.44444 | 3.228 | 160 | 31.3 | 154.5481 | 41.3 | 0.94295 | 2.9146 | -2.4702 | 0 | 60 | 100% | 0 | 0 | 0 | 2.47 | 0 | 0 | 0
| 7170 | 0.44444 | 3.228 | 17 | 30.5 | 16.4207 | 31.5625 | 0.97703 | 0.32087 | 0.12357 | 12 | 60 | 100% | 0 | 0 | 0 | 0 | 0 | 0 | 0
| 7171 | 7.7444 | 7.7444 | 0 | 29.8 | 0 | 29.8 | 0.9832 | 0 | 7.7444 | 11 | 59.8697 | 99.78% | 0 | 0 | 0 | 0 | 0 | 0 | 0
| 7172 | 8.9667 | 8.9667 | 0 | 29.4 | 0 | 29.4 | 0.9846 | 0 | 8.9667 | 10 | 51.7064 | 86.18% | 0 | 0 | 0 | 0 | 0 | 0 | 0
| 7173 | 8.9667 | 8.9667 | 0 | 29 | 0 | 29 | 0.986 | 0 | 8.9667 | 9 | 42.2547 | 70.42% | 0 | 0 | 0 | 0 | 0 | 0 | 0
| 7174 | 8.9667 | 8.9667 | 0 | 28.7 | 0 | 28.7 | 0.98705 | 0 | 8.9667 | 8 | 32.803 | 54.67% | 0 | 0 | 0 | 0 | 0 | 0 | 0
| 7175 | 7.3 | 7.3 | 0 | 28.3 | 0 | 28.3 | 0.98845 | 0 | 7.3 | 7 | 23.3513 | 38.92% | 0 | 0 | 0 | 0 | 0 | 0 | 0
| 7176 | 1.6889 | 3.228 | 0 | 27.8 | 0 | 27.8 | 0.9902 | 0 | 1.6889 | 6 | 15.6564 | 26.09% | 0 | 0 | 0 | 0 | 0 | 0 | 0
| 7177 | 1.1333 | 3.228 | 0 | 27.4 | 0 | 27.4 | 0.9916 | 0 | 1.1333 | 5 | 13.8762 | 23.13% | 0 | 0 | 0 | 0 | 0 | 0 | 0
| 7178 | 1.1333 | 3.228 | 0 | 27.3 | 0 | 27.3 | 0.99195 | 0 | 1.1333 | 4 | 12.6815 | 21.14% | 0 | 0 | 0 | 0 | 0.49 | 0 | 0
| 7179 | 0.022222 | 3.228 | 0 | 27.1 | 0 | 27.1 | 0.99265 | 0 | 0.022222 | 3 | 12 | 20% | 0 | 0 | 0 | 0 | 0.02 | 0 | 0
| 7180 | 0.022222 | 3.228 | 0 | 27 | 0 | 27 | 0.993 | 0 | 0.022222 | 2 | 12 | 20% | 0 | 0 | 0 | 0 | 0.02 | 0 | 0
| 7181 | 0.022222 | 3.228 | 0 | 26.9 | 0 | 26.9 | 0.99335 | 0 | 0.022222 | 1 | 12 | 20% | 0 | 0 | 0 | 0 | 0.02 | 0 | 0
| 7182 | 0.022222 | 3.228 | 0 | 26.9 | 0 | 26.9 | 0.99335 | 0 | 0.022222 | 0 | 12 | 20% | 0 | 0 | 0 | 0 | 0.02 | 0 | 0
| 7183 | 0.022222 | 3.228 | 12 | 26.8 | 11.5911 | 27.55 | 0.99108 | 0.22975 | -0.20753 | 0 | 12 | 20% | 0 | 0 | 0 | 0 | 0 | 0 | 0
| 7184 | 0.66667 | 3.228 | 120 | 27.9 | 115.9111 | 35.4 | 0.9636 | 2.2338 | -1.5672 | 0 | 12.1969 | 20.33% | 1 | 1 | 0.8 | 0 | 0 | 0 | 0
| 7185 | 0.77778 | 3.228 | 266 | 29.1 | 256.9363 | 45.725 | 0.92746 | 4.766 | -3.9882 | 0 | 13.6836 | 22.81% | 1 | 0 | 0 | 0 | 0 | 0 | 0
| 7186 | 1.0444 | 3.228 | 397 | 30.2 | 383.4726 | 55.0125 | 0.89496 | 6.8638 | -5.8194 | 0 | 17.4672 | 29.11% | 1 | 0 | 0 | 0 | 0 | 0 | 0
| 7187 | 1.0444 | 3.228 | 491 | 30.5 | 474.2696 | 61.1875 | 0.87334 | 8.284 | -7.2396 | 0 | 22.9879 | 38.31% | 1 | 0 | 0 | 0 | 0 | 0 | 0
| 7188 | 1.6 | 3.228 | 541 | 30.8 | 522.5659 | 64.6125 | 0.86136 | 9.0023 | -7.4023 | 0 | 29.856 | 49.76% | 1 | 0 | 0 | 0 | 0 | 0 | 0
| 7189 | 1.3778 | 3.228 | 542 | 31.1 | 523.5318 | 64.975 | 0.86009 | 9.0057 | -7.6279 | 0 | 36.8784 | 61.46% | 1 | 0 | 0 | 0 | 0 | 0 | 0
| 7190 | 1.1111 | 3.228 | 494 | 31 | 477.1674 | 61.875 | 0.87094 | 8.3117 | -7.2005 | 0 | 44.1149 | 73.52% | 1 | 0 | 0 | 0 | 0 | 0 | 0
| 7191 | 1.1111 | 3.228 | 402 | 31 | 388.3022 | 56.125 | 0.89106 | 6.92 | -5.8089 | 0 | 50.9459 | 84.91% | 1 | 0 | 0 | 0 | 0 | 0 | 0
| 7192 | 1 | 3.228 | 273 | 30.9 | 263.6978 | 47.9625 | 0.91963 | 4.8501 | -3.8501 | 0 | 56.4567 | 94.09% | 1 | 0 | 0 | 0.12 | 0 | 0 | 0
| 7193 | 0.44444 | 3.228 | 127 | 30.2 | 122.6726 | 38.1375 | 0.95402 | 2.3406 | -1.8962 | 0 | 60 | 100% | 1 | 0 | 0 | 1.9 | 0 | 0 | 0
| 7194 | 0.44444 | 3.228 | 14 | 29.6 | 13.523 | 30.475 | 0.98084 | 0.26528 | 0.17917 | 12 | 60 | 100% | 0 | 0 | 0 | 0 | 0 | 0 | 0
| 7195 | 7.7444 | 7.7444 | 0 | 28.9 | 0 | 28.9 | 0.98635 | 0 | 7.7444 | 11 | 59.8111 | 99.69% | 0 | 0 | 0 | 0 | 0 | 0 | 0
| 7196 | 8.9667 | 8.9667 | 0 | 28.7 | 0 | 28.7 | 0.98705 | 0 | 8.9667 | 10 | 51.6478 | 86.08% | 0 | 0 | 0 | 0 | 0 | 0 | 0
| 7197 | 8.9667 | 8.9667 | 0 | 28.5 | 0 | 28.5 | 0.98775 | 0 | 8.9667 | 9 | 42.1961 | 70.33% | 0 | 0 | 0 | 0 | 0 | 0 | 0
| 7198 | 8.9667 | 8.9667 | 0 | 28.3 | 0 | 28.3 | 0.98845 | 0 | 8.9667 | 8 | 32.7444 | 54.57% | 0 | 0 | 0 | 0 | 0 | 0 | 0
| 7199 | 7.3 | 7.3 | 0 | 28.1 | 0 | 28.1 | 0.98915 | 0 | 7.3 | 7 | 23.2927 | 38.82% | 0 | 0 | 0 | 0 | 0 | 0 | 0
| 7200 | 1.6889 | 3.228 | 0 | 27.8 | 0 | 27.8 | 0.9902 | 0 | 1.6889 | 6 | 15.5978 | 26% | 0 | 0 | 0 | 0 | 0 | 0 | 0
| 7201 | 1.1333 | 3.228 | 0 | 27.6 | 0 | 27.6 | 0.9909 | 0 | 1.1333 | 5 | 13.8176 | 23.03% | 0 | 0 | 0 | 0 | 0 | 0 | 0
| 7202 | 1.1333 | 3.228 | 0 | 27.4 | 0 | 27.4 | 0.9916 | 0 | 1.1333 | 4 | 12.6229 | 21.04% | 0 | 0 | 0 | 0 | 0.54 | 0 | 0
| 7203 | 0.022222 | 3.228 | 0 | 27.2 | 0 | 27.2 | 0.9923 | 0 | 0.022222 | 3 | 12 | 20% | 0 | 0 | 0 | 0 | 0.02 | 0 | 0
| 7204 | 0.022222 | 3.228 | 0 | 27 | 0 | 27 | 0.993 | 0 | 0.022222 | 2 | 12 | 20% | 0 | 0 | 0 | 0 | 0.02 | 0 | 0
| 7205 | 0.022222 | 3.228 | 0 | 27 | 0 | 27 | 0.993 | 0 | 0.022222 | 1 | 12 | 20% | 0 | 0 | 0 | 0 | 0.02 | 0 | 0
| 7206 | 0.022222 | 3.228 | 0 | 26.9 | 0 | 26.9 | 0.99335 | 0 | 0.022222 | 0 | 12 | 20% | 0 | 0 | 0 | 0 | 0.02 | 0 | 0
| 7207 | 0.022222 | 3.228 | 18 | 26.9 | 17.3867 | 28.025 | 0.98941 | 0.34405 | -0.32183 | 0 | 12 | 20% | 0 | 0 | 0 | 0 | 0 | 0 | 0
| 7208 | 0.66667 | 3.228 | 185 | 28 | 178.6963 | 39.5625 | 0.94903 | 3.3918 | -2.7251 | 0 | 12.3053 | 20.51% | 1 | 1 | 0.8 | 0 | 0 | 0 | 0
| 7209 | 0.77778 | 3.228 | 412 | 29.2 | 397.9614 | 54.95 | 0.89517 | 7.1249 | -6.3471 | 0 | 14.8906 | 24.82% | 1 | 0 | 0 | 0 | 0 | 0 | 0
| 7210 | 1.0444 | 3.228 | 615 | 30.3 | 594.0444 | 68.7375 | 0.84692 | 10.0621 | -9.0177 | 0 | 20.912 | 34.85% | 1 | 0 | 0 | 0 | 0 | 0 | 0
| 7211 | 1.0444 | 3.228 | 701 | 29.5 | 677.114 | 73.3125 | 0.83091 | 11.2524 | -10.2079 | 0 | 29.4669 | 49.11% | 1 | 0 | 0 | 0 | 0 | 0 | 0
| 7212 | 1.6 | 3.228 | 675 | 28.8 | 651.9999 | 70.9875 | 0.83904 | 10.9411 | -9.3411 | 0 | 39.151 | 65.25% | 1 | 0 | 0 | 0 | 0 | 0 | 0
| 7213 | 1.3778 | 3.228 | 542 | 28 | 523.5318 | 61.875 | 0.87094 | 9.1193 | -7.7415 | 0 | 48.0128 | 80.02% | 1 | 0 | 0 | 0 | 0 | 0 | 0
| 7214 | 1.1111 | 3.228 | 539 | 29.3 | 520.634 | 62.9875 | 0.86704 | 9.0282 | -7.9171 | 0 | 55.357 | 92.26% | 1 | 0 | 0 | 3.02 | 0 | 0 | 0
| 7215 | 1.1111 | 3.228 | 471 | 30.6 | 454.9511 | 60.0375 | 0.87737 | 7.9832 | -6.8721 | 0 | 60 | 100% | 1 | 0 | 0 | 6.87 | 0 | 0 | 0
| 7216 | 1 | 3.228 | 340 | 31.9 | 328.4148 | 53.15 | 0.90148 | 5.9212 | -4.9212 | 0 | 60 | 100% | 0 | 0 | 0 | 4.92 | 0 | 0 | 0
| 7217 | 0.44444 | 3.228 | 147 | 30.7 | 141.9911 | 39.8875 | 0.94789 | 2.6918 | -2.2474 | 0 | 60 | 100% | 0 | 0 | 0 | 2.25 | 0 | 0 | 0
| 7218 | 0.44444 | 3.228 | 15 | 29.5 | 14.4889 | 30.4375 | 0.98097 | 0.28426 | 0.16018 | 12 | 60 | 100% | 0 | 0 | 0 | 0 | 0 | 0 | 0
| 7219 | 7.7444 | 7.7444 | 0 | 28.3 | 0 | 28.3 | 0.98845 | 0 | 7.7444 | 11 | 59.8312 | 99.72% | 0 | 0 | 0 | 0 | 0 | 0 | 0
| 7220 | 8.9667 | 8.9667 | 0 | 27.6 | 0 | 27.6 | 0.9909 | 0 | 8.9667 | 10 | 51.6678 | 86.11% | 0 | 0 | 0 | 0 | 0 | 0 | 0
| 7221 | 8.9667 | 8.9667 | 0 | 26.8 | 0 | 26.8 | 0.9937 | 0 | 8.9667 | 9 | 42.2161 | 70.36% | 0 | 0 | 0 | 0 | 0 | 0 | 0
| 7222 | 8.9667 | 8.9667 | 0 | 26.1 | 0 | 26.1 | 0.99615 | 0 | 8.9667 | 8 | 32.7644 | 54.61% | 0 | 0 | 0 | 0 | 0 | 0 | 0
| 7223 | 7.3 | 7.3 | 0 | 26.1 | 0 | 26.1 | 0.99615 | 0 | 7.3 | 7 | 23.3127 | 38.85% | 0 | 0 | 0 | 0 | 0 | 0 | 0
| 7224 | 1.6889 | 3.228 | 0 | 26.1 | 0 | 26.1 | 0.99615 | 0 | 1.6889 | 6 | 15.6178 | 26.03% | 0 | 0 | 0 | 0 | 0 | 0 | 0
| 7225 | 1.1333 | 3.228 | 0 | 26.1 | 0 | 26.1 | 0.99615 | 0 | 1.1333 | 5 | 13.8376 | 23.06% | 0 | 0 | 0 | 0 | 0 | 0 | 0
| 7226 | 1.1333 | 3.228 | 0 | 25.9 | 0 | 25.9 | 0.99685 | 0 | 1.1333 | 4 | 12.6429 | 21.07% | 0 | 0 | 0 | 0 | 0.52 | 0 | 0
| 7227 | 0.022222 | 3.228 | 0 | 25.8 | 0 | 25.8 | 0.9972 | 0 | 0.022222 | 3 | 12 | 20% | 0 | 0 | 0 | 0 | 0.02 | 0 | 0
| 7228 | 0.022222 | 3.228 | 0 | 25.6 | 0 | 25.6 | 0.9979 | 0 | 0.022222 | 2 | 12 | 20% | 0 | 0 | 0 | 0 | 0.02 | 0 | 0
| 7229 | 0.022222 | 3.228 | 0 | 25.5 | 0 | 25.5 | 0.99825 | 0 | 0.022222 | 1 | 12 | 20% | 0 | 0 | 0 | 0 | 0.02 | 0 | 0
| 7230 | 0.022222 | 3.228 | 0 | 25.4 | 0 | 25.4 | 0.9986 | 0 | 0.022222 | 0 | 12 | 20% | 0 | 0 | 0 | 0 | 0.02 | 0 | 0
| 7231 | 0.022222 | 3.228 | 12 | 25.3 | 11.5911 | 26.05 | 0.99633 | 0.23097 | -0.20875 | 0 | 12 | 20% | 0 | 0 | 0 | 0 | 0 | 0 | 0
| 7232 | 0.66667 | 3.228 | 118 | 26.2 | 113.9792 | 33.575 | 0.96999 | 2.2112 | -1.5445 | 0 | 12.198 | 20.33% | 1 | 1 | 0.8 | 0 | 0 | 0 | 0
| 7233 | 0.77778 | 3.228 | 264 | 27.1 | 255.0044 | 43.6 | 0.9349 | 4.7681 | -3.9903 | 0 | 13.6633 | 22.77% | 1 | 0 | 0 | 0 | 0 | 0 | 0
| 7234 | 1.0444 | 3.228 | 394 | 28 | 380.5748 | 52.625 | 0.90331 | 6.8756 | -5.8311 | 0 | 17.4488 | 29.08% | 1 | 0 | 0 | 0 | 0 | 0 | 0
| 7235 | 1.0444 | 3.228 | 489 | 28.7 | 472.3377 | 59.2625 | 0.88008 | 8.3139 | -7.2695 | 0 | 22.9807 | 38.3% | 1 | 0 | 0 | 0 | 0 | 0 | 0
| 7236 | 1.6 | 3.228 | 539 | 29.3 | 520.634 | 62.9875 | 0.86704 | 9.0282 | -7.4282 | 0 | 29.8771 | 49.8% | 1 | 0 | 0 | 0 | 0 | 0 | 0
| 7237 | 1.3778 | 3.228 | 541 | 30 | 522.5659 | 63.8125 | 0.86416 | 9.0316 | -7.6538 | 0 | 36.9242 | 61.54% | 1 | 0 | 0 | 0 | 0 | 0 | 0
| 7238 | 1.1111 | 3.228 | 493 | 28.8 | 476.2014 | 59.6125 | 0.87886 | 8.3703 | -7.2591 | 0 | 44.1852 | 73.64% | 1 | 0 | 0 | 0 | 0 | 0 | 0
| 7239 | 1.1111 | 3.228 | 399 | 27.7 | 385.4044 | 52.6375 | 0.90327 | 6.9625 | -5.8514 | 0 | 51.0718 | 85.12% | 1 | 0 | 0 | 0 | 0 | 0 | 0
| 7240 | 1 | 3.228 | 270 | 26.5 | 260.8 | 43.375 | 0.93569 | 4.8805 | -3.8805 | 0 | 56.6229 | 94.37% | 1 | 0 | 0 | 0.32 | 0 | 0 | 0
| 7241 | 0.44444 | 3.228 | 124 | 26.3 | 119.7748 | 34.05 | 0.96832 | 2.3196 | -1.8752 | 0 | 60 | 100% | 1 | 0 | 0 | 1.88 | 0 | 0 | 0
| 7242 | 0.44444 | 3.228 | 13 | 26.2 | 12.557 | 27.0125 | 0.99296 | 0.24937 | 0.19507 | 12 | 60 | 100% | 0 | 0 | 0 | 0 | 0 | 0 | 0
| 7243 | 7.7444 | 7.7444 | 0 | 26 | 0 | 26 | 0.9965 | 0 | 7.7444 | 11 | 59.7944 | 99.66% | 0 | 0 | 0 | 0 | 0 | 0 | 0
| 7244 | 8.9667 | 8.9667 | 0 | 25.9 | 0 | 25.9 | 0.99685 | 0 | 8.9667 | 10 | 51.631 | 86.05% | 0 | 0 | 0 | 0 | 0 | 0 | 0
| 7245 | 8.9667 | 8.9667 | 0 | 25.8 | 0 | 25.8 | 0.9972 | 0 | 8.9667 | 9 | 42.1793 | 70.3% | 0 | 0 | 0 | 0 | 0 | 0 | 0
| 7246 | 8.9667 | 8.9667 | 0 | 25.7 | 0 | 25.7 | 0.99755 | 0 | 8.9667 | 8 | 32.7276 | 54.55% | 0 | 0 | 0 | 0 | 0 | 0 | 0
| 7247 | 7.3 | 7.3 | 0 | 25.7 | 0 | 25.7 | 0.99755 | 0 | 7.3 | 7 | 23.2759 | 38.79% | 0 | 0 | 0 | 0 | 0 | 0 | 0
| 7248 | 1.6889 | 3.228 | 0 | 25.8 | 0 | 25.8 | 0.9972 | 0 | 1.6889 | 6 | 15.581 | 25.97% | 0 | 0 | 0 | 0 | 0 | 0 | 0
| 7249 | 1.1333 | 3.228 | 0 | 25.8 | 0 | 25.8 | 0.9972 | 0 | 1.1333 | 5 | 13.8008 | 23% | 0 | 0 | 0 | 0 | 0 | 0 | 0
| 7250 | 1.1333 | 3.228 | 0 | 25.5 | 0 | 25.5 | 0.99825 | 0 | 1.1333 | 4 | 12.6062 | 21.01% | 0 | 0 | 0 | 0 | 0.56 | 0 | 0
| 7251 | 0.022222 | 3.228 | 0 | 25.3 | 0 | 25.3 | 0.99895 | 0 | 0.022222 | 3 | 12 | 20% | 0 | 0 | 0 | 0 | 0.02 | 0 | 0
| 7252 | 0.022222 | 3.228 | 0 | 25 | 0 | 25 | 1 | 0 | 0.022222 | 2 | 12 | 20% | 0 | 0 | 0 | 0 | 0.02 | 0 | 0
| 7253 | 0.022222 | 3.228 | 0 | 24.7 | 0 | 24.7 | 1.001 | 0 | 0.022222 | 1 | 12 | 20% | 0 | 0 | 0 | 0 | 0.02 | 0 | 0
| 7254 | 0.022222 | 3.228 | 0 | 24.3 | 0 | 24.3 | 1.0025 | 0 | 0.022222 | 0 | 12 | 20% | 0 | 0 | 0 | 0 | 0.02 | 0 | 0
| 7255 | 0.022222 | 3.228 | 12 | 24 | 11.5911 | 24.75 | 1.0009 | 0.23203 | -0.2098 | 0 | 12 | 20% | 0 | 0 | 0 | 0 | 0 | 0 | 0
| 7256 | 0.66667 | 3.228 | 80 | 27 | 77.2741 | 32 | 0.9755 | 1.5076 | -0.84095 | 0 | 12.199 | 20.33% | 1 | 1 | 0.8 | 0 | 0 | 0 | 0
| 7257 | 0.77778 | 3.228 | 179 | 27 | 172.9007 | 38.1875 | 0.95384 | 3.2984 | -2.5206 | 0 | 12.9968 | 21.66% | 1 | 0 | 0 | 0 | 0 | 0 | 0
| 7258 | 1.0444 | 3.228 | 267 | 27 | 257.9022 | 43.6875 | 0.93459 | 4.8207 | -3.7762 | 0 | 15.3881 | 25.65% | 1 | 0 | 0 | 0 | 0 | 0 | 0
| 7259 | 1.0444 | 3.228 | 389 | 27.4 | 375.7451 | 51.7125 | 0.90651 | 6.8123 | -5.7679 | 0 | 18.9706 | 31.62% | 1 | 0 | 0 | 0 | 0 | 0 | 0
| 7260 | 1.6 | 3.228 | 487 | 27.8 | 470.4059 | 58.2375 | 0.88367 | 8.3137 | -6.7137 | 0 | 24.4424 | 40.74% | 1 | 0 | 0 | 0 | 0 | 0 | 0
| 7261 | 1.3778 | 3.228 | 542 | 28.2 | 523.5318 | 62.075 | 0.87024 | 9.1119 | -7.7342 | 0 | 30.8116 | 51.35% | 1 | 0 | 0 | 0 | 0 | 0 | 0
| 7262 | 1.1111 | 3.228 | 539 | 28.5 | 520.634 | 62.1875 | 0.86984 | 9.0574 | -7.9463 | 0 | 38.1488 | 63.58% | 1 | 0 | 0 | 0 | 0 | 0 | 0
| 7263 | 1.1111 | 3.228 | 470 | 28.7 | 453.9851 | 58.075 | 0.88424 | 8.0286 | -6.9175 | 0 | 45.6874 | 76.15% | 1 | 0 | 0 | 0 | 0 | 0 | 0
| 7264 | 1 | 3.228 | 338 | 29 | 326.4829 | 50.125 | 0.91206 | 5.9555 | -4.9555 | 0 | 52.2499 | 87.08% | 1 | 0 | 0 | 0 | 0 | 0 | 0
| 7265 | 0.44444 | 3.228 | 163 | 28.3 | 157.4459 | 38.4875 | 0.95279 | 3.0003 | -2.5558 | 0 | 56.951 | 94.92% | 1 | 0 | 0 | 0 | 0 | 0 | 0
| 7266 | 0.44444 | 3.228 | 18 | 27.7 | 17.3867 | 28.825 | 0.98661 | 0.34308 | 0.10137 | 12 | 59.3757 | 98.96% | 1 | 0 | 0 | 0 | 0 | 0 | 0
| 7267 | 7.7444 | 7.7444 | 0 | 27 | 0 | 27 | 0.993 | 0 | 7.7444 | 11 | 59.2689 | 98.78% | 0 | 0 | 0 | 0 | 0 | 0 | 0
| 7268 | 8.9667 | 8.9667 | 0 | 26.5 | 0 | 26.5 | 0.99475 | 0 | 8.9667 | 10 | 51.1055 | 85.18% | 0 | 0 | 0 | 0 | 0 | 0 | 0
| 7269 | 8.9667 | 8.9667 | 0 | 26 | 0 | 26 | 0.9965 | 0 | 8.9667 | 9 | 41.6538 | 69.42% | 0 | 0 | 0 | 0 | 0 | 0 | 0
| 7270 | 8.9667 | 8.9667 | 0 | 25.5 | 0 | 25.5 | 0.99825 | 0 | 8.9667 | 8 | 32.2021 | 53.67% | 0 | 0 | 0 | 0 | 0 | 0 | 0
| 7271 | 7.3 | 7.3 | 0 | 25.3 | 0 | 25.3 | 0.99895 | 0 | 7.3 | 7 | 22.7504 | 37.92% | 0 | 0 | 0 | 0 | 0 | 0 | 0
| 7272 | 1.6889 | 3.228 | 0 | 25.2 | 0 | 25.2 | 0.9993 | 0 | 1.6889 | 6 | 15.0555 | 25.09% | 0 | 0 | 0 | 0 | 0 | 0 | 0
| 7273 | 1.1333 | 3.228 | 0 | 25 | 0 | 25 | 1 | 0 | 1.1333 | 5 | 13.2753 | 22.13% | 0 | 0 | 0 | 0 | 0 | 0 | 0
| 7274 | 1.1333 | 3.228 | 0 | 24.7 | 0 | 24.7 | 1.001 | 0 | 1.1333 | 4 | 12.0806 | 20.13% | 0 | 0 | 0 | 0 | 1.06 | 0 | 0
| 7275 | 0.022222 | 3.228 | 0 | 24.5 | 0 | 24.5 | 1.0017 | 0 | 0.022222 | 3 | 12 | 20% | 0 | 0 | 0 | 0 | 0.02 | 0 | 0
| 7276 | 0.022222 | 3.228 | 0 | 24.2 | 0 | 24.2 | 1.0028 | 0 | 0.022222 | 2 | 12 | 20% | 0 | 0 | 0 | 0 | 0.02 | 0 | 0
| 7277 | 0.022222 | 3.228 | 0 | 24.1 | 0 | 24.1 | 1.0031 | 0 | 0.022222 | 1 | 12 | 20% | 0 | 0 | 0 | 0 | 0.02 | 0 | 0
| 7278 | 0.022222 | 3.228 | 0 | 24.1 | 0 | 24.1 | 1.0031 | 0 | 0.022222 | 0 | 12 | 20% | 0 | 0 | 0 | 0 | 0.02 | 0 | 0
| 7279 | 0.022222 | 3.228 | 11 | 24 | 10.6252 | 24.6875 | 1.0011 | 0.21274 | -0.19051 | 0 | 12 | 20% | 0 | 0 | 0 | 0 | 0 | 0 | 0
| 7280 | 0.66667 | 3.228 | 127 | 25 | 122.6726 | 32.9375 | 0.97222 | 2.3853 | -1.7186 | 0 | 12.1807 | 20.3% | 1 | 1 | 0.8 | 0 | 0 | 0 | 0
| 7281 | 0.77778 | 3.228 | 309 | 26.3 | 298.4711 | 45.6125 | 0.92786 | 5.5388 | -4.761 | 0 | 13.8112 | 23.02% | 1 | 0 | 0 | 0 | 0 | 0 | 0
| 7282 | 1.0444 | 3.228 | 492 | 27.6 | 475.2355 | 58.35 | 0.88328 | 8.3953 | -7.3508 | 0 | 18.3278 | 30.55% | 1 | 0 | 0 | 0 | 0 | 0 | 0
| 7283 | 1.0444 | 3.228 | 573 | 26.4 | 553.4755 | 62.2125 | 0.86976 | 9.6278 | -8.5833 | 0 | 25.3014 | 42.17% | 1 | 0 | 0 | 0 | 0 | 0 | 0
| 7284 | 1.6 | 3.228 | 586 | 25.2 | 566.0325 | 61.825 | 0.87111 | 9.8616 | -8.2616 | 0 | 33.4443 | 55.74% | 1 | 0 | 0 | 0 | 0 | 0 | 0
| 7285 | 1.3778 | 3.228 | 538 | 24 | 519.6681 | 57.625 | 0.88581 | 9.2066 | -7.8288 | 0 | 41.2819 | 68.8% | 1 | 0 | 0 | 0 | 0 | 0 | 0
| 7286 | 1.1111 | 3.228 | 575 | 26 | 555.4074 | 61.9375 | 0.87072 | 9.6721 | -8.561 | 0 | 48.709 | 81.18% | 1 | 0 | 0 | 0 | 0 | 0 | 0
| 7287 | 1.1111 | 3.228 | 523 | 28 | 505.1792 | 60.6875 | 0.87509 | 8.8416 | -7.7305 | 0 | 56.8306 | 94.72% | 1 | 0 | 0 | 4.39 | 0 | 0 | 0
| 7288 | 1 | 3.228 | 384 | 30 | 370.9155 | 54 | 0.8985 | 6.6654 | -5.6654 | 0 | 60 | 100% | 1 | 0 | 0 | 5.67 | 0 | 0 | 0
| 7289 | 0.44444 | 3.228 | 181 | 29.3 | 174.8326 | 40.6125 | 0.94536 | 3.3056 | -2.8611 | 0 | 60 | 100% | 0 | 0 | 0 | 2.86 | 0 | 0 | 0
| 7290 | 0.44444 | 3.228 | 19 | 28.7 | 18.3526 | 29.8875 | 0.98289 | 0.36077 | 0.083672 | 12 | 60 | 100% | 0 | 0 | 0 | 0 | 0 | 0 | 0
| 7291 | 7.7444 | 7.7444 | 0 | 27.9 | 0 | 27.9 | 0.98985 | 0 | 7.7444 | 11 | 59.9118 | 99.85% | 0 | 0 | 0 | 0 | 0 | 0 | 0
| 7292 | 8.9667 | 8.9667 | 0 | 27.7 | 0 | 27.7 | 0.99055 | 0 | 8.9667 | 10 | 51.7484 | 86.25% | 0 | 0 | 0 | 0 | 0 | 0 | 0
| 7293 | 8.9667 | 8.9667 | 0 | 27.4 | 0 | 27.4 | 0.9916 | 0 | 8.9667 | 9 | 42.2967 | 70.49% | 0 | 0 | 0 | 0 | 0 | 0 | 0
| 7294 | 8.9667 | 8.9667 | 0 | 27.1 | 0 | 27.1 | 0.99265 | 0 | 8.9667 | 8 | 32.845 | 54.74% | 0 | 0 | 0 | 0 | 0 | 0 | 0
| 7295 | 7.3 | 7.3 | 0 | 26.8 | 0 | 26.8 | 0.9937 | 0 | 7.3 | 7 | 23.3934 | 38.99% | 0 | 0 | 0 | 0 | 0 | 0 | 0
| 7296 | 1.6889 | 3.228 | 0 | 26.5 | 0 | 26.5 | 0.99475 | 0 | 1.6889 | 6 | 15.6985 | 26.16% | 0 | 0 | 0 | 0 | 0 | 0 | 0
| 7297 | 1.1333 | 3.228 | 0 | 26.2 | 0 | 26.2 | 0.9958 | 0 | 1.1333 | 5 | 13.9182 | 23.2% | 0 | 0 | 0 | 0 | 0 | 0 | 0
| 7298 | 1.1333 | 3.228 | 0 | 26 | 0 | 26 | 0.9965 | 0 | 1.1333 | 4 | 12.7236 | 21.21% | 0 | 0 | 0 | 0 | 0.45 | 0 | 0
| 7299 | 0.022222 | 3.228 | 0 | 25.7 | 0 | 25.7 | 0.99755 | 0 | 0.022222 | 3 | 12 | 20% | 0 | 0 | 0 | 0 | 0.02 | 0 | 0
| 7300 | 0.022222 | 3.228 | 0 | 25.5 | 0 | 25.5 | 0.99825 | 0 | 0.022222 | 2 | 12 | 20% | 0 | 0 | 0 | 0 | 0.02 | 0 | 0
| 7301 | 0.022222 | 3.228 | 0 | 25.3 | 0 | 25.3 | 0.99895 | 0 | 0.022222 | 1 | 12 | 20% | 0 | 0 | 0 | 0 | 0.02 | 0 | 0
| 7302 | 0.022222 | 3.228 | 0 | 25.1 | 0 | 25.1 | 0.99965 | 0 | 0.022222 | 0 | 12 | 20% | 0 | 0 | 0 | 0 | 0.02 | 0 | 0
| 7303 | 0.022222 | 3.228 | 14 | 25.4 | 13.523 | 26.275 | 0.99554 | 0.26925 | -0.24703 | 0 | 12 | 20% | 0 | 0 | 0 | 0 | 0 | 0 | 0
| 7304 | 0.66667 | 3.228 | 159 | 27 | 153.5822 | 36.9375 | 0.95822 | 2.9433 | -2.2766 | 0 | 12.2344 | 20.39% | 1 | 1 | 0.8 | 0 | 0 | 0 | 0
| 7305 | 0.77778 | 3.228 | 386 | 28.6 | 372.8474 | 52.725 | 0.90296 | 6.7333 | -5.9556 | 0 | 14.3942 | 23.99% | 1 | 0 | 0 | 0 | 0 | 0 | 0
| 7306 | 1.0444 | 3.228 | 608 | 30.2 | 587.2829 | 68.2 | 0.8488 | 9.9697 | -8.9253 | 0 | 20.0441 | 33.41% | 1 | 0 | 0 | 0 | 0 | 0 | 0
| 7307 | 1.0444 | 3.228 | 737 | 31.2 | 711.8873 | 77.2625 | 0.81708 | 11.6334 | -10.589 | 0 | 28.5114 | 47.52% | 1 | 0 | 0 | 0 | 0 | 0 | 0
| 7308 | 1.6 | 3.228 | 790 | 32.2 | 763.0814 | 81.575 | 0.80199 | 12.2396 | -10.6396 | 0 | 38.5569 | 64.26% | 1 | 0 | 0 | 0 | 0 | 0 | 0
| 7309 | 1.3778 | 3.228 | 767 | 33.2 | 740.8651 | 81.1375 | 0.80352 | 11.906 | -10.5282 | 0 | 48.6506 | 81.08% | 1 | 0 | 0 | 0 | 0 | 0 | 0
| 7310 | 1.1111 | 3.228 | 673 | 33.2 | 650.0681 | 75.2625 | 0.82408 | 10.7142 | -9.6031 | 0 | 58.6385 | 97.73% | 1 | 0 | 0 | 8.17 | 0 | 0 | 0
| 7311 | 1.1111 | 3.228 | 522 | 33.2 | 504.2133 | 65.825 | 0.85711 | 8.6434 | -7.5322 | 0 | 60 | 100% | 1 | 0 | 0 | 7.53 | 0 | 0 | 0
| 7312 | 1 | 3.228 | 334 | 33.2 | 322.6192 | 54.075 | 0.89824 | 5.7958 | -4.7958 | 0 | 60 | 100% | 0 | 0 | 0 | 4.8 | 0 | 0 | 0
| 7313 | 0.44444 | 3.228 | 143 | 32 | 138.1274 | 40.9375 | 0.94422 | 2.6084 | -2.164 | 0 | 60 | 100% | 0 | 0 | 0 | 2.16 | 0 | 0 | 0
| 7314 | 0.44444 | 3.228 | 14 | 30.7 | 13.523 | 31.575 | 0.97699 | 0.26424 | 0.18021 | 12 | 60 | 100% | 0 | 0 | 0 | 0 | 0 | 0 | 0
| 7315 | 7.7444 | 7.7444 | 0 | 29.5 | 0 | 29.5 | 0.98425 | 0 | 7.7444 | 11 | 59.81 | 99.68% | 0 | 0 | 0 | 0 | 0 | 0 | 0
| 7316 | 8.9667 | 8.9667 | 0 | 29 | 0 | 29 | 0.986 | 0 | 8.9667 | 10 | 51.6467 | 86.08% | 0 | 0 | 0 | 0 | 0 | 0 | 0
| 7317 | 8.9667 | 8.9667 | 0 | 28.6 | 0 | 28.6 | 0.9874 | 0 | 8.9667 | 9 | 42.195 | 70.32% | 0 | 0 | 0 | 0 | 0 | 0 | 0
| 7318 | 8.9667 | 8.9667 | 0 | 28.1 | 0 | 28.1 | 0.98915 | 0 | 8.9667 | 8 | 32.7433 | 54.57% | 0 | 0 | 0 | 0 | 0 | 0 | 0
| 7319 | 7.3 | 7.3 | 0 | 27.9 | 0 | 27.9 | 0.98985 | 0 | 7.3 | 7 | 23.2916 | 38.82% | 0 | 0 | 0 | 0 | 0 | 0 | 0
| 7320 | 1.6889 | 3.228 | 0 | 27.8 | 0 | 27.8 | 0.9902 | 0 | 1.6889 | 6 | 15.5967 | 25.99% | 0 | 0 | 0 | 0 | 0 | 0 | 0
| 7321 | 1.1333 | 3.228 | 0 | 27.6 | 0 | 27.6 | 0.9909 | 0 | 1.1333 | 5 | 13.8165 | 23.03% | 0 | 0 | 0 | 0 | 0 | 0 | 0
| 7322 | 1.1333 | 3.228 | 0 | 27.2 | 0 | 27.2 | 0.9923 | 0 | 1.1333 | 4 | 12.6218 | 21.04% | 0 | 0 | 0 | 0 | 0.54 | 0 | 0
| 7323 | 0.022222 | 3.228 | 0 | 26.7 | 0 | 26.7 | 0.99405 | 0 | 0.022222 | 3 | 12 | 20% | 0 | 0 | 0 | 0 | 0.02 | 0 | 0
| 7324 | 0.022222 | 3.228 | 0 | 26.3 | 0 | 26.3 | 0.99545 | 0 | 0.022222 | 2 | 12 | 20% | 0 | 0 | 0 | 0 | 0.02 | 0 | 0
| 7325 | 0.022222 | 3.228 | 0 | 25.9 | 0 | 25.9 | 0.99685 | 0 | 0.022222 | 1 | 12 | 20% | 0 | 0 | 0 | 0 | 0.02 | 0 | 0
| 7326 | 0.022222 | 3.228 | 0 | 25.6 | 0 | 25.6 | 0.9979 | 0 | 0.022222 | 0 | 12 | 20% | 0 | 0 | 0 | 0 | 0.02 | 0 | 0
| 7327 | 0.022222 | 3.228 | 11 | 25.2 | 10.6252 | 25.8875 | 0.99689 | 0.21184 | -0.18962 | 0 | 12 | 20% | 0 | 0 | 0 | 0 | 0 | 0 | 0
| 7328 | 0.66667 | 3.228 | 115 | 27 | 111.0815 | 34.1875 | 0.96784 | 2.1502 | -1.4835 | 0 | 12.1799 | 20.3% | 1 | 1 | 0.8 | 0 | 0 | 0 | 0
| 7329 | 0.77778 | 3.228 | 260 | 28.9 | 251.1407 | 45.15 | 0.92948 | 4.6686 | -3.8908 | 0 | 13.5873 | 22.65% | 1 | 0 | 0 | 0 | 0 | 0 | 0
| 7330 | 1.0444 | 3.228 | 390 | 30.7 | 376.7111 | 55.075 | 0.89474 | 6.7412 | -5.6967 | 0 | 17.2784 | 28.8% | 1 | 0 | 0 | 0 | 0 | 0 | 0
| 7331 | 1.0444 | 3.228 | 484 | 31.7 | 467.5081 | 61.95 | 0.87067 | 8.141 | -7.0965 | 0 | 22.6828 | 37.8% | 1 | 0 | 0 | 0 | 0 | 0 | 0
| 7332 | 1.6 | 3.228 | 533 | 32.6 | 514.8385 | 65.9125 | 0.85681 | 8.8223 | -7.2223 | 0 | 29.4151 | 49.03% | 1 | 0 | 0 | 0 | 0 | 0 | 0
| 7333 | 1.3778 | 3.228 | 534 | 33.6 | 515.8044 | 66.975 | 0.85309 | 8.8005 | -7.4227 | 0 | 36.2668 | 60.44% | 1 | 0 | 0 | 0 | 0 | 0 | 0
| 7334 | 1.1111 | 3.228 | 531 | 33.3 | 512.9066 | 66.4875 | 0.85479 | 8.7686 | -7.6575 | 0 | 43.3087 | 72.18% | 1 | 0 | 0 | 0 | 0 | 0 | 0
| 7335 | 1.1111 | 3.228 | 463 | 33 | 447.2237 | 61.9375 | 0.87072 | 7.7881 | -6.677 | 0 | 50.5732 | 84.29% | 1 | 0 | 0 | 0 | 0 | 0 | 0
| 7336 | 1 | 3.228 | 332 | 32.7 | 320.6874 | 53.45 | 0.90043 | 5.7751 | -4.7751 | 0 | 56.9076 | 94.85% | 1 | 0 | 0 | 1.52 | 0 | 0 | 0
| 7337 | 0.44444 | 3.228 | 158 | 31.6 | 152.6163 | 41.475 | 0.94234 | 2.8763 | -2.4319 | 0 | 60 | 100% | 1 | 0 | 0 | 2.43 | 0 | 0 | 0
| 7338 | 0.44444 | 3.228 | 17 | 30.6 | 16.4207 | 31.6625 | 0.97668 | 0.32076 | 0.12369 | 12 | 60 | 100% | 0 | 0 | 0 | 0 | 0 | 0 | 0
| 7339 | 7.7444 | 7.7444 | 0 | 29.5 | 0 | 29.5 | 0.98425 | 0 | 7.7444 | 11 | 59.8696 | 99.78% | 0 | 0 | 0 | 0 | 0 | 0 | 0
| 7340 | 8.9667 | 8.9667 | 0 | 29 | 0 | 29 | 0.986 | 0 | 8.9667 | 10 | 51.7063 | 86.18% | 0 | 0 | 0 | 0 | 0 | 0 | 0
| 7341 | 8.9667 | 8.9667 | 0 | 28.5 | 0 | 28.5 | 0.98775 | 0 | 8.9667 | 9 | 42.2546 | 70.42% | 0 | 0 | 0 | 0 | 0 | 0 | 0
| 7342 | 8.9667 | 8.9667 | 0 | 28 | 0 | 28 | 0.9895 | 0 | 8.9667 | 8 | 32.8029 | 54.67% | 0 | 0 | 0 | 0 | 0 | 0 | 0
| 7343 | 7.3 | 7.3 | 0 | 27.7 | 0 | 27.7 | 0.99055 | 0 | 7.3 | 7 | 23.3512 | 38.92% | 0 | 0 | 0 | 0 | 0 | 0 | 0
| 7344 | 1.6889 | 3.228 | 0 | 27.5 | 0 | 27.5 | 0.99125 | 0 | 1.6889 | 6 | 15.6563 | 26.09% | 0 | 0 | 0 | 0 | 0 | 0 | 0
| 7345 | 1.1333 | 3.228 | 0 | 27.2 | 0 | 27.2 | 0.9923 | 0 | 1.1333 | 5 | 13.876 | 23.13% | 0 | 0 | 0 | 0 | 0 | 0 | 0
| 7346 | 1.1333 | 3.228 | 0 | 26.9 | 0 | 26.9 | 0.99335 | 0 | 1.1333 | 4 | 12.6814 | 21.14% | 0 | 0 | 0 | 0 | 0.49 | 0 | 0
| 7347 | 0.022222 | 3.228 | 0 | 26.7 | 0 | 26.7 | 0.99405 | 0 | 0.022222 | 3 | 12 | 20% | 0 | 0 | 0 | 0 | 0.02 | 0 | 0
| 7348 | 0.022222 | 3.228 | 0 | 26.4 | 0 | 26.4 | 0.9951 | 0 | 0.022222 | 2 | 12 | 20% | 0 | 0 | 0 | 0 | 0.02 | 0 | 0
| 7349 | 0.022222 | 3.228 | 0 | 26.2 | 0 | 26.2 | 0.9958 | 0 | 0.022222 | 1 | 12 | 20% | 0 | 0 | 0 | 0 | 0.02 | 0 | 0
| 7350 | 0.022222 | 3.228 | 0 | 26 | 0 | 26 | 0.9965 | 0 | 0.022222 | 0 | 12 | 20% | 0 | 0 | 0 | 0 | 0.02 | 0 | 0
| 7351 | 0.022222 | 3.228 | 17 | 25.8 | 16.4207 | 26.8625 | 0.99348 | 0.32627 | -0.30405 | 0 | 12 | 20% | 0 | 0 | 0 | 0 | 0 | 0 | 0
| 7352 | 0.66667 | 3.228 | 180 | 27.2 | 173.8666 | 38.45 | 0.95293 | 3.3136 | -2.647 | 0 | 12.2884 | 20.48% | 1 | 1 | 0.8 | 0 | 0 | 0 | 0
| 7353 | 0.77778 | 3.228 | 416 | 28.5 | 401.8251 | 54.5 | 0.89675 | 7.2067 | -6.429 | 0 | 14.7996 | 24.67% | 1 | 0 | 0 | 0 | 0 | 0 | 0
| 7354 | 1.0444 | 3.228 | 632 | 29.9 | 610.4651 | 69.4 | 0.8446 | 10.312 | -9.2675 | 0 | 20.8986 | 34.83% | 1 | 0 | 0 | 0 | 0 | 0 | 0
| 7355 | 1.0444 | 3.228 | 775 | 31.6 | 748.5925 | 80.0375 | 0.80737 | 12.0878 | -11.0434 | 0 | 29.6906 | 49.48% | 1 | 0 | 0 | 0.28 | 0 | 0 | 0
| 7356 | 1.6 | 3.228 | 842 | 33.2 | 813.3095 | 85.825 | 0.78711 | 12.8033 | -11.2033 | 0 | 39.8984 | 66.5% | 1 | 0 | 0 | 0.44 | 0 | 0 | 0
| 7357 | 1.3778 | 3.228 | 828 | 34.9 | 799.7866 | 86.65 | 0.78422 | 12.5443 | -11.1665 | 0 | 50.1062 | 83.51% | 1 | 0 | 0 | 0.74 | 0 | 0 | 0
| 7358 | 1.1111 | 3.228 | 694 | 34.1 | 670.3525 | 77.475 | 0.81634 | 10.9447 | -9.8336 | 0 | 60 | 100% | 1 | 0 | 0 | 9.83 | 0 | 0 | 0
| 7359 | 1.1111 | 3.228 | 491 | 33.3 | 474.2696 | 63.9875 | 0.86354 | 8.1911 | -7.0799 | 0 | 60 | 100% | 0 | 0 | 0 | 7.08 | 0 | 0 | 0
| 7360 | 1 | 3.228 | 265 | 32.5 | 255.9703 | 49.0625 | 0.91578 | 4.6883 | -3.6883 | 0 | 60 | 100% | 0 | 0 | 0 | 3.69 | 0 | 0 | 0
| 7361 | 0.44444 | 3.228 | 119 | 31.8 | 114.9452 | 39.2375 | 0.95017 | 2.1843 | -1.7399 | 0 | 60 | 100% | 0 | 0 | 0 | 1.74 | 0 | 0 | 0
| 7362 | 0.44444 | 3.228 | 12 | 31.1 | 11.5911 | 31.85 | 0.97603 | 0.22626 | 0.21818 | 12 | 60 | 100% | 0 | 0 | 0 | 0 | 0 | 0 | 0
| 7363 | 7.7444 | 7.7444 | 0 | 30.4 | 0 | 30.4 | 0.9811 | 0 | 7.7444 | 11 | 59.77 | 99.62% | 0 | 0 | 0 | 0 | 0 | 0 | 0
| 7364 | 8.9667 | 8.9667 | 0 | 29.8 | 0 | 29.8 | 0.9832 | 0 | 8.9667 | 10 | 51.6067 | 86.01% | 0 | 0 | 0 | 0 | 0 | 0 | 0
| 7365 | 8.9667 | 8.9667 | 0 | 29.2 | 0 | 29.2 | 0.9853 | 0 | 8.9667 | 9 | 42.155 | 70.26% | 0 | 0 | 0 | 0 | 0 | 0 | 0
| 7366 | 8.9667 | 8.9667 | 0 | 28.6 | 0 | 28.6 | 0.9874 | 0 | 8.9667 | 8 | 32.7033 | 54.51% | 0 | 0 | 0 | 0 | 0 | 0 | 0
| 7367 | 7.3 | 7.3 | 0 | 28.5 | 0 | 28.5 | 0.98775 | 0 | 7.3 | 7 | 23.2516 | 38.75% | 0 | 0 | 0 | 0 | 0 | 0 | 0
| 7368 | 1.6889 | 3.228 | 0 | 28.4 | 0 | 28.4 | 0.9881 | 0 | 1.6889 | 6 | 15.5567 | 25.93% | 0 | 0 | 0 | 0 | 0 | 0 | 0
| 7369 | 1.1333 | 3.228 | 0 | 28.3 | 0 | 28.3 | 0.98845 | 0 | 1.1333 | 5 | 13.7764 | 22.96% | 0 | 0 | 0 | 0 | 0 | 0 | 0
| 7370 | 1.1333 | 3.228 | 0 | 27.8 | 0 | 27.8 | 0.9902 | 0 | 1.1333 | 4 | 12.5818 | 20.97% | 0 | 0 | 0 | 0 | 0.58 | 0 | 0
| 7371 | 0.022222 | 3.228 | 0 | 27.3 | 0 | 27.3 | 0.99195 | 0 | 0.022222 | 3 | 12 | 20% | 0 | 0 | 0 | 0 | 0.02 | 0 | 0
| 7372 | 0.022222 | 3.228 | 0 | 26.8 | 0 | 26.8 | 0.9937 | 0 | 0.022222 | 2 | 12 | 20% | 0 | 0 | 0 | 0 | 0.02 | 0 | 0
| 7373 | 0.022222 | 3.228 | 0 | 26.7 | 0 | 26.7 | 0.99405 | 0 | 0.022222 | 1 | 12 | 20% | 0 | 0 | 0 | 0 | 0.02 | 0 | 0
| 7374 | 0.022222 | 3.228 | 0 | 26.7 | 0 | 26.7 | 0.99405 | 0 | 0.022222 | 0 | 12 | 20% | 0 | 0 | 0 | 0 | 0.02 | 0 | 0
| 7375 | 0.022222 | 3.228 | 7 | 26.6 | 6.7615 | 27.0375 | 0.99287 | 0.13427 | -0.11204 | 0 | 12 | 20% | 0 | 0 | 0 | 0 | 0 | 0 | 0
| 7376 | 0.66667 | 3.228 | 89 | 27.7 | 85.9674 | 33.2625 | 0.97108 | 1.6696 | -1.003 | 0 | 12.1063 | 20.18% | 1 | 1 | 0.8 | 0 | 0 | 0 | 0
| 7377 | 0.77778 | 3.228 | 231 | 28.9 | 223.1289 | 43.3375 | 0.93582 | 4.1762 | -3.3984 | 0 | 13.0578 | 21.76% | 1 | 0 | 0 | 0 | 0 | 0 | 0
| 7378 | 1.0444 | 3.228 | 386 | 30 | 372.8474 | 54.125 | 0.89806 | 6.6968 | -5.6524 | 0 | 16.2818 | 27.14% | 1 | 0 | 0 | 0 | 0 | 0 | 0
| 7379 | 1.0444 | 3.228 | 480 | 28.3 | 463.6444 | 58.3 | 0.88345 | 8.1921 | -7.1477 | 0 | 21.6441 | 36.07% | 1 | 0 | 0 | 0 | 0 | 0 | 0
| 7380 | 1.6 | 3.228 | 529 | 26.6 | 510.9748 | 59.6625 | 0.87868 | 8.9797 | -7.3797 | 0 | 28.425 | 47.37% | 1 | 0 | 0 | 0 | 0 | 0 | 0
| 7381 | 1.3778 | 3.228 | 530 | 24.9 | 511.9407 | 58.025 | 0.88441 | 9.0553 | -7.6776 | 0 | 35.4259 | 59.04% | 1 | 0 | 0 | 0 | 0 | 0 | 0
| 7382 | 1.1111 | 3.228 | 483 | 27.3 | 466.5422 | 57.4875 | 0.88629 | 8.2699 | -7.1588 | 0 | 42.7095 | 71.18% | 1 | 0 | 0 | 0 | 0 | 0 | 0
| 7383 | 1.1111 | 3.228 | 391 | 29.6 | 377.677 | 54.0375 | 0.89837 | 6.7859 | -5.6748 | 0 | 49.5009 | 82.5% | 1 | 0 | 0 | 0 | 0 | 0 | 0
| 7384 | 1 | 3.228 | 263 | 32 | 254.0385 | 48.4375 | 0.91797 | 4.664 | -3.664 | 0 | 54.8845 | 91.47% | 1 | 0 | 0 | 0 | 0 | 0 | 0
| 7385 | 0.44444 | 3.228 | 118 | 30.8 | 113.9792 | 38.175 | 0.95389 | 2.1745 | -1.73 | 0 | 58.3604 | 97.27% | 1 | 0 | 0 | 0 | 0 | 0 | 0
| 7386 | 0.44444 | 3.228 | 12 | 29.7 | 11.5911 | 30.45 | 0.98093 | 0.2274 | 0.21704 | 12 | 60 | 100% | 1 | 0 | 0 | 0 | 0 | 0 | 0
| 7387 | 7.7444 | 7.7444 | 0 | 28.5 | 0 | 28.5 | 0.98775 | 0 | 7.7444 | 11 | 59.7712 | 99.62% | 0 | 0 | 0 | 0 | 0 | 0 | 0
| 7388 | 8.9667 | 8.9667 | 0 | 28.1 | 0 | 28.1 | 0.98915 | 0 | 8.9667 | 10 | 51.6079 | 86.01% | 0 | 0 | 0 | 0 | 0 | 0 | 0
| 7389 | 8.9667 | 8.9667 | 0 | 27.6 | 0 | 27.6 | 0.9909 | 0 | 8.9667 | 9 | 42.1562 | 70.26% | 0 | 0 | 0 | 0 | 0 | 0 | 0
| 7390 | 8.9667 | 8.9667 | 0 | 27.2 | 0 | 27.2 | 0.9923 | 0 | 8.9667 | 8 | 32.7045 | 54.51% | 0 | 0 | 0 | 0 | 0 | 0 | 0
| 7391 | 7.3 | 7.3 | 0 | 26.9 | 0 | 26.9 | 0.99335 | 0 | 7.3 | 7 | 23.2528 | 38.75% | 0 | 0 | 0 | 0 | 0 | 0 | 0
| 7392 | 1.6889 | 3.228 | 0 | 26.6 | 0 | 26.6 | 0.9944 | 0 | 1.6889 | 6 | 15.5579 | 25.93% | 0 | 0 | 0 | 0 | 0 | 0 | 0
| 7393 | 1.1333 | 3.228 | 0 | 26.3 | 0 | 26.3 | 0.99545 | 0 | 1.1333 | 5 | 13.7776 | 22.96% | 0 | 0 | 0 | 0 | 0 | 0 | 0
| 7394 | 1.1333 | 3.228 | 0 | 26 | 0 | 26 | 0.9965 | 0 | 1.1333 | 4 | 12.583 | 20.97% | 0 | 0 | 0 | 0 | 0.58 | 0 | 0
| 7395 | 0.022222 | 3.228 | 0 | 25.8 | 0 | 25.8 | 0.9972 | 0 | 0.022222 | 3 | 12 | 20% | 0 | 0 | 0 | 0 | 0.02 | 0 | 0
| 7396 | 0.022222 | 3.228 | 0 | 25.5 | 0 | 25.5 | 0.99825 | 0 | 0.022222 | 2 | 12 | 20% | 0 | 0 | 0 | 0 | 0.02 | 0 | 0
| 7397 | 0.022222 | 3.228 | 0 | 25.5 | 0 | 25.5 | 0.99825 | 0 | 0.022222 | 1 | 12 | 20% | 0 | 0 | 0 | 0 | 0.02 | 0 | 0
| 7398 | 0.022222 | 3.228 | 0 | 25.4 | 0 | 25.4 | 0.9986 | 0 | 0.022222 | 0 | 12 | 20% | 0 | 0 | 0 | 0 | 0.02 | 0 | 0
| 7399 | 0.022222 | 3.228 | 10 | 25.4 | 9.6593 | 26.025 | 0.99641 | 0.19249 | -0.17027 | 0 | 12 | 20% | 0 | 0 | 0 | 0 | 0 | 0 | 0
| 7400 | 0.66667 | 3.228 | 111 | 26.9 | 107.2178 | 33.8375 | 0.96907 | 2.078 | -1.4114 | 0 | 12.1615 | 20.27% | 1 | 1 | 0.8 | 0 | 0 | 0 | 0
| 7401 | 0.77778 | 3.228 | 255 | 28.3 | 246.3111 | 44.2375 | 0.93267 | 4.5945 | -3.8168 | 0 | 13.5005 | 22.5% | 1 | 0 | 0 | 0 | 0 | 0 | 0
| 7402 | 1.0444 | 3.228 | 384 | 29.8 | 370.9155 | 53.8 | 0.8992 | 6.6705 | -5.6261 | 0 | 17.1214 | 28.54% | 1 | 0 | 0 | 0 | 0 | 0 | 0
| 7403 | 1.0444 | 3.228 | 478 | 30.7 | 461.7125 | 60.575 | 0.87549 | 8.0845 | -7.04 | 0 | 22.4587 | 37.43% | 1 | 0 | 0 | 0 | 0 | 0 | 0
| 7404 | 1.6 | 3.228 | 527 | 31.5 | 509.0429 | 64.4375 | 0.86197 | 8.7756 | -7.1756 | 0 | 29.1375 | 48.56% | 1 | 0 | 0 | 0 | 0 | 0 | 0
| 7405 | 1.3778 | 3.228 | 528 | 32.4 | 510.0088 | 65.4 | 0.8586 | 8.7579 | -7.3801 | 0 | 35.9449 | 59.91% | 1 | 0 | 0 | 0 | 0 | 0 | 0
| 7406 | 1.1111 | 3.228 | 433 | 30.3 | 418.2459 | 57.3625 | 0.88673 | 7.4174 | -6.3063 | 0 | 42.9462 | 71.58% | 1 | 0 | 0 | 0 | 0 | 0 | 0
| 7407 | 1.1111 | 3.228 | 308 | 28.1 | 297.5052 | 47.35 | 0.92178 | 5.4847 | -4.3735 | 0 | 48.9289 | 81.55% | 1 | 0 | 0 | 0 | 0 | 0 | 0
| 7408 | 1 | 3.228 | 176 | 26 | 170.0029 | 37 | 0.958 | 3.2573 | -2.2573 | 0 | 53.078 | 88.46% | 1 | 0 | 0 | 0 | 0 | 0 | 0
| 7409 | 0.44444 | 3.228 | 79 | 25.7 | 76.3081 | 30.6375 | 0.98027 | 1.496 | -1.0516 | 0 | 55.2195 | 92.03% | 1 | 0 | 0 | 0 | 0 | 0 | 0
| 7410 | 0.44444 | 3.228 | 8 | 25.3 | 7.7274 | 25.8 | 0.9972 | 0.15412 | 0.29033 | 12 | 56.2171 | 93.7% | 1 | 0 | 0 | 0 | 0 | 0 | 0
| 7411 | 7.7444 | 7.7444 | 0 | 25 | 0 | 25 | 1 | 0 | 7.7444 | 11 | 55.9111 | 93.19% | 0 | 0 | 0 | 0 | 0 | 0 | 0
| 7412 | 8.9667 | 8.9667 | 0 | 25.1 | 0 | 25.1 | 0.99965 | 0 | 8.9667 | 10 | 47.7477 | 79.58% | 0 | 0 | 0 | 0 | 0 | 0 | 0
| 7413 | 8.9667 | 8.9667 | 0 | 25.3 | 0 | 25.3 | 0.99895 | 0 | 8.9667 | 9 | 38.296 | 63.83% | 0 | 0 | 0 | 0 | 0 | 0 | 0
| 7414 | 8.9667 | 8.9667 | 0 | 25.4 | 0 | 25.4 | 0.9986 | 0 | 8.9667 | 8 | 28.8443 | 48.07% | 0 | 0 | 0 | 0 | 0 | 0 | 0
| 7415 | 7.3 | 7.3 | 0 | 25.4 | 0 | 25.4 | 0.9986 | 0 | 7.3 | 7 | 19.3926 | 32.32% | 0 | 0 | 0 | 0 | 0.29 | 0 | 0
| 7416 | 1.6889 | 3.228 | 0 | 25.4 | 0 | 25.4 | 0.9986 | 0 | 1.6889 | 6 | 12 | 20% | 0 | 0 | 0 | 0 | 1.69 | 0 | 0
| 7417 | 1.1333 | 3.228 | 0 | 25.4 | 0 | 25.4 | 0.9986 | 0 | 1.1333 | 5 | 12 | 20% | 0 | 0 | 0 | 0 | 1.13 | 0 | 0
| 7418 | 1.1333 | 3.228 | 0 | 25.2 | 0 | 25.2 | 0.9993 | 0 | 1.1333 | 4 | 12 | 20% | 0 | 0 | 0 | 0 | 1.13 | 0 | 0
| 7419 | 0.022222 | 3.228 | 0 | 25 | 0 | 25 | 1 | 0 | 0.022222 | 3 | 12 | 20% | 0 | 0 | 0 | 0 | 0.02 | 0 | 0
| 7420 | 0.022222 | 3.228 | 0 | 24.8 | 0 | 24.8 | 1.0007 | 0 | 0.022222 | 2 | 12 | 20% | 0 | 0 | 0 | 0 | 0.02 | 0 | 0
| 7421 | 0.022222 | 3.228 | 0 | 24.8 | 0 | 24.8 | 1.0007 | 0 | 0.022222 | 1 | 12 | 20% | 0 | 0 | 0 | 0 | 0.02 | 0 | 0
| 7422 | 0.022222 | 3.228 | 0 | 24.8 | 0 | 24.8 | 1.0007 | 0 | 0.022222 | 0 | 12 | 20% | 0 | 0 | 0 | 0 | 0.02 | 0 | 0
| 7423 | 0.022222 | 3.228 | 13 | 24.8 | 12.557 | 25.6125 | 0.99786 | 0.2506 | -0.22838 | 0 | 12 | 20% | 0 | 0 | 0 | 0 | 0 | 0 | 0
| 7424 | 0.66667 | 3.228 | 137 | 25.7 | 132.3318 | 34.2625 | 0.96758 | 2.5608 | -1.8942 | 0 | 12.2167 | 20.36% | 1 | 1 | 0.8 | 0 | 0 | 0 | 0
| 7425 | 0.77778 | 3.228 | 316 | 26.5 | 305.2326 | 46.25 | 0.92563 | 5.6506 | -4.8728 | 0 | 14.0136 | 23.36% | 1 | 0 | 0 | 0 | 0 | 0 | 0
| 7426 | 1.0444 | 3.228 | 476 | 27.4 | 459.7807 | 57.15 | 0.88748 | 8.1609 | -7.1164 | 0 | 18.6364 | 31.06% | 1 | 0 | 0 | 0 | 0 | 0 | 0
| 7427 | 1.0444 | 3.228 | 558 | 28.8 | 538.9866 | 63.675 | 0.86464 | 9.3206 | -8.2761 | 0 | 25.3877 | 42.31% | 1 | 0 | 0 | 0 | 0 | 0 | 0
| 7428 | 1.6 | 3.228 | 572 | 30.2 | 552.5096 | 65.95 | 0.85667 | 9.4664 | -7.8664 | 0 | 33.2391 | 55.4% | 1 | 0 | 0 | 0 | 0 | 0 | 0
| 7429 | 1.3778 | 3.228 | 526 | 31.6 | 508.077 | 64.475 | 0.86184 | 8.7576 | -7.3798 | 0 | 40.7018 | 67.84% | 1 | 0 | 0 | 0 | 0 | 0 | 0
| 7430 | 1.1111 | 3.228 | 479 | 31.7 | 462.6785 | 61.6375 | 0.87177 | 8.067 | -6.9559 | 0 | 47.7029 | 79.5% | 1 | 0 | 0 | 0 | 0 | 0 | 0
| 7431 | 1.1111 | 3.228 | 387 | 31.7 | 373.8133 | 55.8875 | 0.89189 | 6.668 | -5.5569 | 0 | 54.3018 | 90.5% | 1 | 0 | 0 | 0 | 0 | 0 | 0
| 7432 | 1 | 3.228 | 260 | 31.8 | 251.1407 | 48.05 | 0.91932 | 4.6176 | -3.6176 | 0 | 59.5736 | 99.29% | 1 | 0 | 0 | 3.17 | 0 | 0 | 0
| 7433 | 0.44444 | 3.228 | 116 | 31 | 112.0474 | 38.25 | 0.95362 | 2.137 | -1.6926 | 0 | 60 | 100% | 1 | 0 | 0 | 1.69 | 0 | 0 | 0
| 7434 | 0.44444 | 3.228 | 12 | 30.3 | 11.5911 | 31.05 | 0.97882 | 0.22691 | 0.21753 | 12 | 60 | 100% | 0 | 0 | 0 | 0 | 0 | 0 | 0
| 7435 | 7.7444 | 7.7444 | 0 | 29.5 | 0 | 29.5 | 0.98425 | 0 | 7.7444 | 11 | 59.7707 | 99.62% | 0 | 0 | 0 | 0 | 0 | 0 | 0
| 7436 | 8.9667 | 8.9667 | 0 | 28.7 | 0 | 28.7 | 0.98705 | 0 | 8.9667 | 10 | 51.6073 | 86.01% | 0 | 0 | 0 | 0 | 0 | 0 | 0
| 7437 | 8.9667 | 8.9667 | 0 | 28 | 0 | 28 | 0.9895 | 0 | 8.9667 | 9 | 42.1556 | 70.26% | 0 | 0 | 0 | 0 | 0 | 0 | 0
| 7438 | 8.9667 | 8.9667 | 0 | 27.2 | 0 | 27.2 | 0.9923 | 0 | 8.9667 | 8 | 32.7039 | 54.51% | 0 | 0 | 0 | 0 | 0 | 0 | 0
| 7439 | 7.3 | 7.3 | 0 | 26.9 | 0 | 26.9 | 0.99335 | 0 | 7.3 | 7 | 23.2523 | 38.75% | 0 | 0 | 0 | 0 | 0 | 0 | 0
| 7440 | 1.6889 | 3.228 | 0 | 26.7 | 0 | 26.7 | 0.99405 | 0 | 1.6889 | 6 | 15.5574 | 25.93% | 0 | 0 | 0 | 0 | 0 | 0 | 0
| 7441 | 1.1333 | 3.228 | 0 | 26.4 | 0 | 26.4 | 0.9951 | 0 | 1.1333 | 5 | 13.7771 | 22.96% | 0 | 0 | 0 | 0 | 0 | 0 | 0
| 7442 | 1.1333 | 3.228 | 0 | 26.2 | 0 | 26.2 | 0.9958 | 0 | 1.1333 | 4 | 12.5825 | 20.97% | 0 | 0 | 0 | 0 | 0.58 | 0 | 0
| 7443 | 0.022222 | 3.228 | 0 | 26.1 | 0 | 26.1 | 0.99615 | 0 | 0.022222 | 3 | 12 | 20% | 0 | 0 | 0 | 0 | 0.02 | 0 | 0
| 7444 | 0.022222 | 3.228 | 0 | 25.9 | 0 | 25.9 | 0.99685 | 0 | 0.022222 | 2 | 12 | 20% | 0 | 0 | 0 | 0 | 0.02 | 0 | 0
| 7445 | 0.022222 | 3.228 | 0 | 25.7 | 0 | 25.7 | 0.99755 | 0 | 0.022222 | 1 | 12 | 20% | 0 | 0 | 0 | 0 | 0.02 | 0 | 0
| 7446 | 0.022222 | 3.228 | 0 | 25.5 | 0 | 25.5 | 0.99825 | 0 | 0.022222 | 0 | 12 | 20% | 0 | 0 | 0 | 0 | 0.02 | 0 | 0
| 7447 | 0.022222 | 3.228 | 14 | 25.3 | 13.523 | 26.175 | 0.99589 | 0.26935 | -0.24712 | 0 | 12 | 20% | 0 | 0 | 0 | 0 | 0 | 0 | 0
| 7448 | 0.66667 | 3.228 | 155 | 26.7 | 149.7185 | 36.3875 | 0.96014 | 2.875 | -2.2084 | 0 | 12.2344 | 20.39% | 1 | 1 | 0.8 | 0 | 0 | 0 | 0
| 7449 | 0.77778 | 3.228 | 359 | 28.1 | 346.7674 | 50.5375 | 0.91062 | 6.3155 | -5.5377 | 0 | 14.3295 | 23.88% | 1 | 0 | 0 | 0 | 0 | 0 | 0
| 7450 | 1.0444 | 3.228 | 543 | 29.5 | 524.4977 | 63.4375 | 0.86547 | 9.0787 | -8.0343 | 0 | 19.583 | 32.64% | 1 | 0 | 0 | 0 | 0 | 0 | 0
| 7451 | 1.0444 | 3.228 | 651 | 30.6 | 628.8177 | 71.2875 | 0.83799 | 10.5389 | -9.4945 | 0 | 27.205 | 45.34% | 1 | 0 | 0 | 0 | 0 | 0 | 0
| 7452 | 1.6 | 3.228 | 687 | 31.7 | 663.591 | 74.6375 | 0.82627 | 10.9661 | -9.3661 | 0 | 36.2122 | 60.35% | 1 | 0 | 0 | 0 | 0 | 0 | 0
| 7453 | 1.3778 | 3.228 | 653 | 32.8 | 630.7496 | 73.6125 | 0.82986 | 10.4686 | -9.0909 | 0 | 45.0977 | 75.16% | 1 | 0 | 0 | 0 | 0 | 0 | 0
| 7454 | 1.1111 | 3.228 | 611 | 32.3 | 590.1807 | 70.4875 | 0.84079 | 9.9244 | -8.8133 | 0 | 53.722 | 89.54% | 1 | 0 | 0 | 2.2 | 0 | 0 | 0
| 7455 | 1.1111 | 3.228 | 506 | 31.9 | 488.7585 | 63.525 | 0.86516 | 8.4571 | -7.346 | 0 | 60 | 100% | 1 | 0 | 0 | 7.35 | 0 | 0 | 0
| 7456 | 1 | 3.228 | 347 | 31.4 | 335.1763 | 53.0875 | 0.90169 | 6.0445 | -5.0445 | 0 | 60 | 100% | 0 | 0 | 0 | 5.04 | 0 | 0 | 0
| 7457 | 0.44444 | 3.228 | 158 | 30.9 | 152.6163 | 40.775 | 0.94479 | 2.8838 | -2.4394 | 0 | 60 | 100% | 0 | 0 | 0 | 2.44 | 0 | 0 | 0
| 7458 | 0.44444 | 3.228 | 16 | 30.5 | 15.4548 | 31.5 | 0.97725 | 0.30206 | 0.14238 | 12 | 60 | 100% | 0 | 0 | 0 | 0 | 0 | 0 | 0
| 7459 | 7.7444 | 7.7444 | 0 | 30 | 0 | 30 | 0.9825 | 0 | 7.7444 | 11 | 59.8499 | 99.75% | 0 | 0 | 0 | 0 | 0 | 0 | 0
| 7460 | 8.9667 | 8.9667 | 0 | 29 | 0 | 29 | 0.986 | 0 | 8.9667 | 10 | 51.6866 | 86.14% | 0 | 0 | 0 | 0 | 0 | 0 | 0
| 7461 | 8.9667 | 8.9667 | 0 | 27.9 | 0 | 27.9 | 0.98985 | 0 | 8.9667 | 9 | 42.2349 | 70.39% | 0 | 0 | 0 | 0 | 0 | 0 | 0
| 7462 | 8.9667 | 8.9667 | 0 | 26.9 | 0 | 26.9 | 0.99335 | 0 | 8.9667 | 8 | 32.7832 | 54.64% | 0 | 0 | 0 | 0 | 0 | 0 | 0
| 7463 | 7.3 | 7.3 | 0 | 26.7 | 0 | 26.7 | 0.99405 | 0 | 7.3 | 7 | 23.3315 | 38.89% | 0 | 0 | 0 | 0 | 0 | 0 | 0
| 7464 | 1.6889 | 3.228 | 0 | 26.6 | 0 | 26.6 | 0.9944 | 0 | 1.6889 | 6 | 15.6366 | 26.06% | 0 | 0 | 0 | 0 | 0 | 0 | 0
| 7465 | 1.1333 | 3.228 | 0 | 26.4 | 0 | 26.4 | 0.9951 | 0 | 1.1333 | 5 | 13.8563 | 23.09% | 0 | 0 | 0 | 0 | 0 | 0 | 0
| 7466 | 1.1333 | 3.228 | 0 | 26.3 | 0 | 26.3 | 0.99545 | 0 | 1.1333 | 4 | 12.6617 | 21.1% | 0 | 0 | 0 | 0 | 0.51 | 0 | 0
| 7467 | 0.022222 | 3.228 | 0 | 26.3 | 0 | 26.3 | 0.99545 | 0 | 0.022222 | 3 | 12 | 20% | 0 | 0 | 0 | 0 | 0.02 | 0 | 0
| 7468 | 0.022222 | 3.228 | 0 | 26.2 | 0 | 26.2 | 0.9958 | 0 | 0.022222 | 2 | 12 | 20% | 0 | 0 | 0 | 0 | 0.02 | 0 | 0
| 7469 | 0.022222 | 3.228 | 0 | 26 | 0 | 26 | 0.9965 | 0 | 0.022222 | 1 | 12 | 20% | 0 | 0 | 0 | 0 | 0.02 | 0 | 0
| 7470 | 0.022222 | 3.228 | 0 | 25.7 | 0 | 25.7 | 0.99755 | 0 | 0.022222 | 0 | 12 | 20% | 0 | 0 | 0 | 0 | 0.02 | 0 | 0
| 7471 | 0.022222 | 3.228 | 10 | 25.5 | 9.6593 | 26.125 | 0.99606 | 0.19242 | -0.1702 | 0 | 12 | 20% | 0 | 0 | 0 | 0 | 0 | 0 | 0
| 7472 | 0.66667 | 3.228 | 108 | 27.7 | 104.32 | 34.45 | 0.96693 | 2.0174 | -1.3507 | 0 | 12.1615 | 20.27% | 1 | 1 | 0.8 | 0 | 0 | 0 | 0
| 7473 | 0.77778 | 3.228 | 251 | 29.9 | 242.4474 | 45.5875 | 0.92794 | 4.4996 | -3.7218 | 0 | 13.4429 | 22.4% | 1 | 0 | 0 | 0 | 0 | 0 | 0
| 7474 | 1.0444 | 3.228 | 380 | 29.9 | 367.0518 | 53.65 | 0.89972 | 6.6049 | -5.5605 | 0 | 16.9737 | 28.29% | 1 | 0 | 0 | 0 | 0 | 0 | 0
| 7475 | 1.0444 | 3.228 | 473 | 30.1 | 456.8829 | 59.6625 | 0.87868 | 8.0291 | -6.9846 | 0 | 22.2488 | 37.08% | 1 | 0 | 0 | 0 | 0 | 0 | 0
| 7476 | 1.6 | 3.228 | 523 | 30.4 | 505.1792 | 63.0875 | 0.86669 | 8.7567 | -7.1567 | 0 | 28.875 | 48.13% | 1 | 0 | 0 | 0 | 0 | 0 | 0
| 7477 | 1.3778 | 3.228 | 524 | 30.6 | 506.1451 | 63.35 | 0.86577 | 8.7642 | -7.3864 | 0 | 35.6645 | 59.44% | 1 | 0 | 0 | 0 | 0 | 0 | 0
| 7478 | 1.1111 | 3.228 | 520 | 30.9 | 502.2814 | 63.4 | 0.8656 | 8.6955 | -7.5844 | 0 | 42.6718 | 71.12% | 1 | 0 | 0 | 0 | 0 | 0 | 0
| 7479 | 1.1111 | 3.228 | 452 | 31.2 | 436.5985 | 59.45 | 0.87943 | 7.6791 | -6.568 | 0 | 49.867 | 83.11% | 1 | 0 | 0 | 0 | 0 | 0 | 0
| 7480 | 1 | 3.228 | 321 | 31.5 | 310.0622 | 51.5625 | 0.90703 | 5.6247 | -4.6247 | 0 | 56.0979 | 93.5% | 1 | 0 | 0 | 0.51 | 0 | 0 | 0
| 7481 | 0.44444 | 3.228 | 157 | 30.7 | 151.6504 | 40.5125 | 0.94571 | 2.8683 | -2.4239 | 0 | 60 | 100% | 1 | 0 | 0 | 2.42 | 0 | 0 | 0
| 7482 | 0.44444 | 3.228 | 17 | 29.8 | 16.4207 | 30.8625 | 0.97948 | 0.32168 | 0.12277 | 12 | 60 | 100% | 0 | 0 | 0 | 0 | 0 | 0 | 0
| 7483 | 7.7444 | 7.7444 | 0 | 29 | 0 | 29 | 0.986 | 0 | 7.7444 | 11 | 59.8706 | 99.78% | 0 | 0 | 0 | 0 | 0 | 0 | 0
| 7484 | 8.9667 | 8.9667 | 0 | 28.7 | 0 | 28.7 | 0.98705 | 0 | 8.9667 | 10 | 51.7072 | 86.18% | 0 | 0 | 0 | 0 | 0 | 0 | 0
| 7485 | 8.9667 | 8.9667 | 0 | 28.4 | 0 | 28.4 | 0.9881 | 0 | 8.9667 | 9 | 42.2555 | 70.43% | 0 | 0 | 0 | 0 | 0 | 0 | 0
| 7486 | 8.9667 | 8.9667 | 0 | 28.1 | 0 | 28.1 | 0.98915 | 0 | 8.9667 | 8 | 32.8038 | 54.67% | 0 | 0 | 0 | 0 | 0 | 0 | 0
| 7487 | 7.3 | 7.3 | 0 | 27.8 | 0 | 27.8 | 0.9902 | 0 | 7.3 | 7 | 23.3521 | 38.92% | 0 | 0 | 0 | 0 | 0 | 0 | 0
| 7488 | 1.6889 | 3.228 | 0 | 27.6 | 0 | 27.6 | 0.9909 | 0 | 1.6889 | 6 | 15.6573 | 26.1% | 0 | 0 | 0 | 0 | 0 | 0 | 0
| 7489 | 1.1333 | 3.228 | 0 | 27.3 | 0 | 27.3 | 0.99195 | 0 | 1.1333 | 5 | 13.877 | 23.13% | 0 | 0 | 0 | 0 | 0 | 0 | 0
| 7490 | 1.1333 | 3.228 | 0 | 26.9 | 0 | 26.9 | 0.99335 | 0 | 1.1333 | 4 | 12.6824 | 21.14% | 0 | 0 | 0 | 0 | 0.49 | 0 | 0
| 7491 | 0.022222 | 3.228 | 0 | 26.5 | 0 | 26.5 | 0.99475 | 0 | 0.022222 | 3 | 12 | 20% | 0 | 0 | 0 | 0 | 0.02 | 0 | 0
| 7492 | 0.022222 | 3.228 | 0 | 26.1 | 0 | 26.1 | 0.99615 | 0 | 0.022222 | 2 | 12 | 20% | 0 | 0 | 0 | 0 | 0.02 | 0 | 0
| 7493 | 0.022222 | 3.228 | 0 | 26.1 | 0 | 26.1 | 0.99615 | 0 | 0.022222 | 1 | 12 | 20% | 0 | 0 | 0 | 0 | 0.02 | 0 | 0
| 7494 | 0.022222 | 3.228 | 0 | 26.2 | 0 | 26.2 | 0.9958 | 0 | 0.022222 | 0 | 12 | 20% | 0 | 0 | 0 | 0 | 0.02 | 0 | 0
| 7495 | 0.022222 | 3.228 | 10 | 26.2 | 9.6593 | 26.825 | 0.99361 | 0.19195 | -0.16973 | 0 | 12 | 20% | 0 | 0 | 0 | 0 | 0 | 0 | 0
| 7496 | 0.66667 | 3.228 | 106 | 27.1 | 102.3881 | 33.725 | 0.96946 | 1.9852 | -1.3186 | 0 | 12.161 | 20.27% | 1 | 1 | 0.8 | 0 | 0 | 0 | 0
| 7497 | 0.77778 | 3.228 | 250 | 28 | 241.4815 | 43.625 | 0.93481 | 4.5148 | -3.737 | 0 | 13.4119 | 22.35% | 1 | 0 | 0 | 0 | 0 | 0 | 0
| 7498 | 1.0444 | 3.228 | 379 | 28.9 | 366.0859 | 52.5875 | 0.90344 | 6.6148 | -5.5703 | 0 | 16.9572 | 28.26% | 1 | 0 | 0 | 0 | 0 | 0 | 0
| 7499 | 1.0444 | 3.228 | 472 | 29.5 | 455.917 | 59 | 0.881 | 8.0333 | -6.9888 | 0 | 22.2416 | 37.07% | 1 | 0 | 0 | 0 | 0 | 0 | 0
| 7500 | 1.6 | 3.228 | 521 | 30.1 | 503.2474 | 62.6625 | 0.86818 | 8.7382 | -7.1382 | 0 | 28.8718 | 48.12% | 1 | 0 | 0 | 0 | 0 | 0 | 0
| 7501 | 1.3778 | 3.228 | 522 | 30.7 | 504.2133 | 63.325 | 0.86586 | 8.7316 | -7.3538 | 0 | 35.6437 | 59.41% | 1 | 0 | 0 | 0 | 0 | 0 | 0
| 7502 | 1.1111 | 3.228 | 476 | 31.5 | 459.7807 | 61.25 | 0.87312 | 8.0289 | -6.9178 | 0 | 42.6201 | 71.03% | 1 | 0 | 0 | 0 | 0 | 0 | 0
| 7503 | 1.1111 | 3.228 | 385 | 32.3 | 371.8814 | 56.3625 | 0.89023 | 6.6212 | -5.5101 | 0 | 49.1829 | 81.97% | 1 | 0 | 0 | 0 | 0 | 0 | 0
| 7504 | 1 | 3.228 | 257 | 33.1 | 248.2429 | 49.1625 | 0.91543 | 4.545 | -3.545 | 0 | 54.4103 | 90.68% | 1 | 0 | 0 | 0 | 0 | 0 | 0
| 7505 | 0.44444 | 3.228 | 142 | 31.9 | 137.1615 | 40.775 | 0.94479 | 2.5918 | -2.1473 | 0 | 57.7733 | 96.29% | 1 | 0 | 0 | 0 | 0 | 0 | 0
| 7506 | 0.44444 | 3.228 | 16 | 30.8 | 15.4548 | 31.8 | 0.9762 | 0.30174 | 0.1427 | 12 | 59.8105 | 99.68% | 1 | 0 | 0 | 0 | 0 | 0 | 0
| 7507 | 7.7444 | 7.7444 | 0 | 29.6 | 0 | 29.6 | 0.9839 | 0 | 7.7444 | 11 | 59.6601 | 99.43% | 0 | 0 | 0 | 0 | 0 | 0 | 0
| 7508 | 8.9667 | 8.9667 | 0 | 29 | 0 | 29 | 0.986 | 0 | 8.9667 | 10 | 51.4967 | 85.83% | 0 | 0 | 0 | 0 | 0 | 0 | 0
| 7509 | 8.9667 | 8.9667 | 0 | 28.6 | 0 | 28.6 | 0.9874 | 0 | 8.9667 | 9 | 42.045 | 70.07% | 0 | 0 | 0 | 0 | 0 | 0 | 0
| 7510 | 8.9667 | 8.9667 | 0 | 28.3 | 0 | 28.3 | 0.98845 | 0 | 8.9667 | 8 | 32.5933 | 54.32% | 0 | 0 | 0 | 0 | 0 | 0 | 0
| 7511 | 7.3 | 7.3 | 0 | 28.2 | 0 | 28.2 | 0.9888 | 0 | 7.3 | 7 | 23.1416 | 38.57% | 0 | 0 | 0 | 0 | 0 | 0 | 0
| 7512 | 1.6889 | 3.228 | 0 | 28.1 | 0 | 28.1 | 0.98915 | 0 | 1.6889 | 6 | 15.4467 | 25.74% | 0 | 0 | 0 | 0 | 0 | 0 | 0
| 7513 | 1.1333 | 3.228 | 0 | 28 | 0 | 28 | 0.9895 | 0 | 1.1333 | 5 | 13.6665 | 22.78% | 0 | 0 | 0 | 0 | 0 | 0 | 0
| 7514 | 1.1333 | 3.228 | 0 | 27.6 | 0 | 27.6 | 0.9909 | 0 | 1.1333 | 4 | 12.4718 | 20.79% | 0 | 0 | 0 | 0 | 0.69 | 0 | 0
| 7515 | 0.022222 | 3.228 | 0 | 27.2 | 0 | 27.2 | 0.9923 | 0 | 0.022222 | 3 | 12 | 20% | 0 | 0 | 0 | 0 | 0.02 | 0 | 0
| 7516 | 0.022222 | 3.228 | 0 | 26.8 | 0 | 26.8 | 0.9937 | 0 | 0.022222 | 2 | 12 | 20% | 0 | 0 | 0 | 0 | 0.02 | 0 | 0
| 7517 | 0.022222 | 3.228 | 0 | 26.5 | 0 | 26.5 | 0.99475 | 0 | 0.022222 | 1 | 12 | 20% | 0 | 0 | 0 | 0 | 0.02 | 0 | 0
| 7518 | 0.022222 | 3.228 | 0 | 26.2 | 0 | 26.2 | 0.9958 | 0 | 0.022222 | 0 | 12 | 20% | 0 | 0 | 0 | 0 | 0.02 | 0 | 0
| 7519 | 0.022222 | 3.228 | 15 | 25.9 | 14.4889 | 26.8375 | 0.99357 | 0.28791 | -0.26569 | 0 | 12 | 20% | 0 | 0 | 0 | 0 | 0 | 0 | 0
| 7520 | 0.66667 | 3.228 | 163 | 27.4 | 157.4459 | 37.5875 | 0.95594 | 3.0102 | -2.3435 | 0 | 12.2521 | 20.42% | 1 | 1 | 0.8 | 0 | 0 | 0 | 0
| 7521 | 0.77778 | 3.228 | 384 | 29 | 370.9155 | 53 | 0.902 | 6.6913 | -5.9135 | 0 | 14.4753 | 24.13% | 1 | 0 | 0 | 0 | 0 | 0 | 0
| 7522 | 1.0444 | 3.228 | 583 | 30.5 | 563.1348 | 66.9375 | 0.85322 | 9.6095 | -8.5651 | 0 | 20.0854 | 33.48% | 1 | 0 | 0 | 0 | 0 | 0 | 0
| 7523 | 1.0444 | 3.228 | 632 | 31.7 | 610.4651 | 71.2 | 0.8383 | 10.2351 | -9.1906 | 0 | 28.211 | 47.02% | 1 | 0 | 0 | 0 | 0 | 0 | 0
| 7524 | 1.6 | 3.228 | 519 | 33 | 501.3155 | 65.4375 | 0.85847 | 8.6073 | -7.0073 | 0 | 36.9299 | 61.55% | 1 | 0 | 0 | 0 | 0 | 0 | 0
| 7525 | 1.3778 | 3.228 | 520 | 33 | 502.2814 | 65.5 | 0.85825 | 8.6217 | -7.2439 | 0 | 43.5776 | 72.63% | 1 | 0 | 0 | 0 | 0 | 0 | 0
| 7526 | 1.1111 | 3.228 | 591 | 32.9 | 570.8622 | 69.8375 | 0.84307 | 9.6255 | -8.5144 | 0 | 50.4498 | 84.08% | 1 | 0 | 0 | 0 | 0 | 0 | 0
| 7527 | 1.1111 | 3.228 | 546 | 32.9 | 527.3955 | 67.025 | 0.85291 | 8.9964 | -7.8853 | 0 | 58.5273 | 97.55% | 1 | 0 | 0 | 6.33 | 0 | 0 | 0
| 7528 | 1 | 3.228 | 396 | 32.8 | 382.5066 | 57.55 | 0.88607 | 6.7786 | -5.7786 | 0 | 60 | 100% | 1 | 0 | 0 | 5.78 | 0 | 0 | 0
| 7529 | 0.44444 | 3.228 | 171 | 30.9 | 165.1733 | 41.5875 | 0.94194 | 3.1117 | -2.6672 | 0 | 60 | 100% | 0 | 0 | 0 | 2.67 | 0 | 0 | 0
| 7530 | 0.44444 | 3.228 | 16 | 28.9 | 15.4548 | 29.9 | 0.98285 | 0.3038 | 0.14065 | 12 | 60 | 100% | 0 | 0 | 0 | 0 | 0 | 0 | 0
| 7531 | 7.7444 | 7.7444 | 0 | 27 | 0 | 27 | 0.993 | 0 | 7.7444 | 11 | 59.8517 | 99.75% | 0 | 0 | 0 | 0 | 0 | 0 | 0
| 7532 | 8.9667 | 8.9667 | 0 | 27.3 | 0 | 27.3 | 0.99195 | 0 | 8.9667 | 10 | 51.6884 | 86.15% | 0 | 0 | 0 | 0 | 0 | 0 | 0
| 7533 | 8.9667 | 8.9667 | 0 | 27.5 | 0 | 27.5 | 0.99125 | 0 | 8.9667 | 9 | 42.2367 | 70.39% | 0 | 0 | 0 | 0 | 0 | 0 | 0
| 7534 | 8.9667 | 8.9667 | 0 | 27.8 | 0 | 27.8 | 0.9902 | 0 | 8.9667 | 8 | 32.785 | 54.64% | 0 | 0 | 0 | 0 | 0 | 0 | 0
| 7535 | 7.3 | 7.3 | 0 | 27.7 | 0 | 27.7 | 0.99055 | 0 | 7.3 | 7 | 23.3333 | 38.89% | 0 | 0 | 0 | 0 | 0 | 0 | 0
| 7536 | 1.6889 | 3.228 | 0 | 27.5 | 0 | 27.5 | 0.99125 | 0 | 1.6889 | 6 | 15.6384 | 26.06% | 0 | 0 | 0 | 0 | 0 | 0 | 0
| 7537 | 1.1333 | 3.228 | 0 | 27.4 | 0 | 27.4 | 0.9916 | 0 | 1.1333 | 5 | 13.8582 | 23.1% | 0 | 0 | 0 | 0 | 0 | 0 | 0
| 7538 | 1.1333 | 3.228 | 0 | 27.1 | 0 | 27.1 | 0.99265 | 0 | 1.1333 | 4 | 12.6635 | 21.11% | 0 | 0 | 0 | 0 | 0.5 | 0 | 0
| 7539 | 0.022222 | 3.228 | 0 | 26.8 | 0 | 26.8 | 0.9937 | 0 | 0.022222 | 3 | 12 | 20% | 0 | 0 | 0 | 0 | 0.02 | 0 | 0
| 7540 | 0.022222 | 3.228 | 0 | 26.5 | 0 | 26.5 | 0.99475 | 0 | 0.022222 | 2 | 12 | 20% | 0 | 0 | 0 | 0 | 0.02 | 0 | 0
| 7541 | 0.022222 | 3.228 | 0 | 26.2 | 0 | 26.2 | 0.9958 | 0 | 0.022222 | 1 | 12 | 20% | 0 | 0 | 0 | 0 | 0.02 | 0 | 0
| 7542 | 0.022222 | 3.228 | 0 | 26 | 0 | 26 | 0.9965 | 0 | 0.022222 | 0 | 12 | 20% | 0 | 0 | 0 | 0 | 0.02 | 0 | 0
| 7543 | 0.022222 | 3.228 | 14 | 25.7 | 13.523 | 26.575 | 0.99449 | 0.26897 | -0.24675 | 0 | 12 | 20% | 0 | 0 | 0 | 0 | 0 | 0 | 0
| 7544 | 0.66667 | 3.228 | 153 | 27 | 147.7867 | 36.5625 | 0.95953 | 2.8361 | -2.1695 | 0 | 12.2341 | 20.39% | 1 | 1 | 0.8 | 0 | 0 | 0 | 0
| 7545 | 0.77778 | 3.228 | 338 | 28.2 | 326.4829 | 49.325 | 0.91486 | 5.9737 | -5.196 | 0 | 14.2922 | 23.82% | 1 | 0 | 0 | 0 | 0 | 0 | 0
| 7546 | 1.0444 | 3.228 | 467 | 29.5 | 451.0874 | 58.6875 | 0.88209 | 7.958 | -6.9136 | 0 | 19.2215 | 32.04% | 1 | 0 | 0 | 0 | 0 | 0 | 0
| 7547 | 1.0444 | 3.228 | 643 | 30.3 | 621.0903 | 70.4875 | 0.84079 | 10.4442 | -9.3997 | 0 | 25.7803 | 42.97% | 1 | 0 | 0 | 0 | 0 | 0 | 0
| 7548 | 1.6 | 3.228 | 763 | 31.2 | 737.0014 | 78.8875 | 0.81139 | 11.96 | -10.36 | 0 | 34.6977 | 57.83% | 1 | 0 | 0 | 0 | 0 | 0 | 0
| 7549 | 1.3778 | 3.228 | 806 | 32 | 778.5362 | 82.375 | 0.79919 | 12.4439 | -11.0662 | 0 | 44.526 | 74.21% | 1 | 0 | 0 | 0.31 | 0 | 0 | 0
| 7550 | 1.1111 | 3.228 | 716 | 32.8 | 691.6029 | 77.55 | 0.81607 | 11.288 | -10.1769 | 0 | 54.7339 | 91.22% | 1 | 0 | 0 | 4.63 | 0 | 0 | 0
| 7551 | 1.1111 | 3.228 | 563 | 33.5 | 543.8162 | 68.6875 | 0.84709 | 9.2133 | -8.1022 | 0 | 60 | 100% | 1 | 0 | 0 | 8.1 | 0 | 0 | 0
| 7552 | 1 | 3.228 | 364 | 34.3 | 351.597 | 57.05 | 0.88782 | 6.2431 | -5.2431 | 0 | 60 | 100% | 0 | 0 | 0 | 5.24 | 0 | 0 | 0
| 7553 | 0.44444 | 3.228 | 160 | 32.5 | 154.5481 | 42.5 | 0.93875 | 2.9016 | -2.4572 | 0 | 60 | 100% | 0 | 0 | 0 | 2.46 | 0 | 0 | 0
| 7554 | 0.44444 | 3.228 | 16 | 30.7 | 15.4548 | 31.7 | 0.97655 | 0.30185 | 0.1426 | 12 | 60 | 100% | 0 | 0 | 0 | 0 | 0 | 0 | 0
| 7555 | 7.7444 | 7.7444 | 0 | 28.9 | 0 | 28.9 | 0.98635 | 0 | 7.7444 | 11 | 59.8497 | 99.75% | 0 | 0 | 0 | 0 | 0 | 0 | 0
| 7556 | 8.9667 | 8.9667 | 0 | 28.6 | 0 | 28.6 | 0.9874 | 0 | 8.9667 | 10 | 51.6863 | 86.14% | 0 | 0 | 0 | 0 | 0 | 0 | 0
| 7557 | 8.9667 | 8.9667 | 0 | 28.4 | 0 | 28.4 | 0.9881 | 0 | 8.9667 | 9 | 42.2346 | 70.39% | 0 | 0 | 0 | 0 | 0 | 0 | 0
| 7558 | 8.9667 | 8.9667 | 0 | 28.1 | 0 | 28.1 | 0.98915 | 0 | 8.9667 | 8 | 32.7829 | 54.64% | 0 | 0 | 0 | 0 | 0 | 0 | 0
| 7559 | 7.3 | 7.3 | 0 | 27.8 | 0 | 27.8 | 0.9902 | 0 | 7.3 | 7 | 23.3312 | 38.89% | 0 | 0 | 0 | 0 | 0 | 0 | 0
| 7560 | 1.6889 | 3.228 | 0 | 27.5 | 0 | 27.5 | 0.99125 | 0 | 1.6889 | 6 | 15.6364 | 26.06% | 0 | 0 | 0 | 0 | 0 | 0 | 0
| 7561 | 1.1333 | 3.228 | 0 | 27.2 | 0 | 27.2 | 0.9923 | 0 | 1.1333 | 5 | 13.8561 | 23.09% | 0 | 0 | 0 | 0 | 0 | 0 | 0
| 7562 | 1.1333 | 3.228 | 0 | 26.8 | 0 | 26.8 | 0.9937 | 0 | 1.1333 | 4 | 12.6615 | 21.1% | 0 | 0 | 0 | 0 | 0.51 | 0 | 0
| 7563 | 0.022222 | 3.228 | 0 | 26.4 | 0 | 26.4 | 0.9951 | 0 | 0.022222 | 3 | 12 | 20% | 0 | 0 | 0 | 0 | 0.02 | 0 | 0
| 7564 | 0.022222 | 3.228 | 0 | 26 | 0 | 26 | 0.9965 | 0 | 0.022222 | 2 | 12 | 20% | 0 | 0 | 0 | 0 | 0.02 | 0 | 0
| 7565 | 0.022222 | 3.228 | 0 | 25.9 | 0 | 25.9 | 0.99685 | 0 | 0.022222 | 1 | 12 | 20% | 0 | 0 | 0 | 0 | 0.02 | 0 | 0
| 7566 | 0.022222 | 3.228 | 0 | 25.9 | 0 | 25.9 | 0.99685 | 0 | 0.022222 | 0 | 12 | 20% | 0 | 0 | 0 | 0 | 0.02 | 0 | 0
| 7567 | 0.022222 | 3.228 | 14 | 25.8 | 13.523 | 26.675 | 0.99414 | 0.26887 | -0.24665 | 0 | 12 | 20% | 0 | 0 | 0 | 0 | 0 | 0 | 0
| 7568 | 0.66667 | 3.228 | 162 | 27.4 | 156.48 | 37.525 | 0.95616 | 2.9924 | -2.3257 | 0 | 12.234 | 20.39% | 1 | 1 | 0.8 | 0 | 0 | 0 | 0
| 7569 | 0.77778 | 3.228 | 392 | 29.1 | 378.6429 | 53.6 | 0.8999 | 6.8148 | -6.037 | 0 | 14.4404 | 24.07% | 1 | 0 | 0 | 0 | 0 | 0 | 0
| 7570 | 1.0444 | 3.228 | 606 | 30.7 | 585.3511 | 68.575 | 0.84749 | 9.9216 | -8.8771 | 0 | 20.1676 | 33.61% | 1 | 0 | 0 | 0 | 0 | 0 | 0
| 7571 | 1.0444 | 3.228 | 737 | 31.3 | 711.8873 | 77.3625 | 0.81673 | 11.6284 | -10.584 | 0 | 28.5892 | 47.65% | 1 | 0 | 0 | 0 | 0 | 0 | 0
| 7572 | 1.6 | 3.228 | 781 | 32 | 754.3881 | 80.8125 | 0.80466 | 12.1405 | -10.5405 | 0 | 38.63 | 64.38% | 1 | 0 | 0 | 0 | 0 | 0 | 0
| 7573 | 1.3778 | 3.228 | 738 | 32.6 | 712.8533 | 78.725 | 0.81196 | 11.5762 | -10.1984 | 0 | 48.6296 | 81.05% | 1 | 0 | 0 | 0 | 0 | 0 | 0
| 7574 | 1.1111 | 3.228 | 672 | 32.9 | 649.1022 | 74.9 | 0.82535 | 10.7147 | -9.6036 | 0 | 58.3047 | 97.17% | 1 | 0 | 0 | 7.82 | 0 | 0 | 0
| 7575 | 1.1111 | 3.228 | 542 | 33.2 | 523.5318 | 67.075 | 0.85274 | 8.9287 | -7.8176 | 0 | 60 | 100% | 1 | 0 | 0 | 7.82 | 0 | 0 | 0
| 7576 | 1 | 3.228 | 362 | 33.5 | 349.6651 | 56.125 | 0.89106 | 6.2315 | -5.2315 | 0 | 60 | 100% | 0 | 0 | 0 | 5.23 | 0 | 0 | 0
| 7577 | 0.44444 | 3.228 | 169 | 32.9 | 163.2415 | 43.4625 | 0.93538 | 3.0539 | -2.6094 | 0 | 60 | 100% | 0 | 0 | 0 | 2.61 | 0 | 0 | 0
| 7578 | 0.44444 | 3.228 | 17 | 32.3 | 16.4207 | 33.3625 | 0.97073 | 0.3188 | 0.12564 | 12 | 60 | 100% | 0 | 0 | 0 | 0 | 0 | 0 | 0
| 7579 | 7.7444 | 7.7444 | 0 | 31.7 | 0 | 31.7 | 0.97655 | 0 | 7.7444 | 11 | 59.8676 | 99.78% | 0 | 0 | 0 | 0 | 0 | 0 | 0
| 7580 | 8.9667 | 8.9667 | 0 | 31.2 | 0 | 31.2 | 0.9783 | 0 | 8.9667 | 10 | 51.7042 | 86.17% | 0 | 0 | 0 | 0 | 0 | 0 | 0
| 7581 | 8.9667 | 8.9667 | 0 | 30.7 | 0 | 30.7 | 0.98005 | 0 | 8.9667 | 9 | 42.2525 | 70.42% | 0 | 0 | 0 | 0 | 0 | 0 | 0
| 7582 | 8.9667 | 8.9667 | 0 | 30.2 | 0 | 30.2 | 0.9818 | 0 | 8.9667 | 8 | 32.8008 | 54.67% | 0 | 0 | 0 | 0 | 0 | 0 | 0
| 7583 | 7.3 | 7.3 | 0 | 29.7 | 0 | 29.7 | 0.98355 | 0 | 7.3 | 7 | 23.3491 | 38.92% | 0 | 0 | 0 | 0 | 0 | 0 | 0
| 7584 | 1.6889 | 3.228 | 0 | 29.1 | 0 | 29.1 | 0.98565 | 0 | 1.6889 | 6 | 15.6542 | 26.09% | 0 | 0 | 0 | 0 | 0 | 0 | 0
| 7585 | 1.1333 | 3.228 | 0 | 28.6 | 0 | 28.6 | 0.9874 | 0 | 1.1333 | 5 | 13.874 | 23.12% | 0 | 0 | 0 | 0 | 0 | 0 | 0
| 7586 | 1.1333 | 3.228 | 0 | 28.1 | 0 | 28.1 | 0.98915 | 0 | 1.1333 | 4 | 12.6794 | 21.13% | 0 | 0 | 0 | 0 | 0.49 | 0 | 0
| 7587 | 0.022222 | 3.228 | 0 | 27.5 | 0 | 27.5 | 0.99125 | 0 | 0.022222 | 3 | 12 | 20% | 0 | 0 | 0 | 0 | 0.02 | 0 | 0
| 7588 | 0.022222 | 3.228 | 0 | 27 | 0 | 27 | 0.993 | 0 | 0.022222 | 2 | 12 | 20% | 0 | 0 | 0 | 0 | 0.02 | 0 | 0
| 7589 | 0.022222 | 3.228 | 0 | 26.8 | 0 | 26.8 | 0.9937 | 0 | 0.022222 | 1 | 12 | 20% | 0 | 0 | 0 | 0 | 0.02 | 0 | 0
| 7590 | 0.022222 | 3.228 | 0 | 26.5 | 0 | 26.5 | 0.99475 | 0 | 0.022222 | 0 | 12 | 20% | 0 | 0 | 0 | 0 | 0.02 | 0 | 0
| 7591 | 0.022222 | 3.228 | 14 | 26.3 | 13.523 | 27.175 | 0.99239 | 0.2684 | -0.24618 | 0 | 12 | 20% | 0 | 0 | 0 | 0 | 0 | 0 | 0
| 7592 | 0.66667 | 3.228 | 160 | 28.1 | 154.5481 | 38.1 | 0.95415 | 2.9492 | -2.2826 | 0 | 12.2335 | 20.39% | 1 | 1 | 0.8 | 0 | 0 | 0 | 0
| 7593 | 0.77778 | 3.228 | 390 | 30 | 376.7111 | 54.375 | 0.89719 | 6.7596 | -5.9818 | 0 | 14.399 | 24% | 1 | 0 | 0 | 0 | 0 | 0 | 0
| 7594 | 1.0444 | 3.228 | 603 | 31.8 | 582.4533 | 69.4875 | 0.84429 | 9.8352 | -8.7908 | 0 | 20.0738 | 33.46% | 1 | 0 | 0 | 0 | 0 | 0 | 0
| 7595 | 1.0444 | 3.228 | 734 | 32.8 | 708.9896 | 78.675 | 0.81214 | 11.5159 | -10.4715 | 0 | 28.4135 | 47.36% | 1 | 0 | 0 | 0 | 0 | 0 | 0
| 7596 | 1.6 | 3.228 | 779 | 33.9 | 752.4562 | 82.5875 | 0.79844 | 12.0159 | -10.4159 | 0 | 38.3477 | 63.91% | 1 | 0 | 0 | 0 | 0 | 0 | 0
| 7597 | 1.3778 | 3.228 | 736 | 34.9 | 710.9214 | 80.9 | 0.80435 | 11.4366 | -10.0588 | 0 | 48.229 | 80.38% | 1 | 0 | 0 | 0 | 0 | 0 | 0
| 7598 | 1.1111 | 3.228 | 670 | 34.2 | 647.1703 | 76.075 | 0.82124 | 10.6296 | -9.5185 | 0 | 57.7717 | 96.29% | 1 | 0 | 0 | 7.17 | 0 | 0 | 0
| 7599 | 1.1111 | 3.228 | 540 | 33.6 | 521.5999 | 67.35 | 0.85177 | 8.8857 | -7.7746 | 0 | 60 | 100% | 1 | 0 | 0 | 7.77 | 0 | 0 | 0
| 7600 | 1 | 3.228 | 360 | 32.9 | 347.7333 | 55.4 | 0.8936 | 6.2147 | -5.2147 | 0 | 60 | 100% | 0 | 0 | 0 | 5.21 | 0 | 0 | 0
| 7601 | 0.44444 | 3.228 | 158 | 32 | 152.6163 | 41.875 | 0.94094 | 2.872 | -2.4276 | 0 | 60 | 100% | 0 | 0 | 0 | 2.43 | 0 | 0 | 0
| 7602 | 0.44444 | 3.228 | 15 | 31.1 | 14.4889 | 32.0375 | 0.97537 | 0.28264 | 0.1618 | 12 | 60 | 100% | 0 | 0 | 0 | 0 | 0 | 0 | 0
| 7603 | 7.7444 | 7.7444 | 0 | 30.2 | 0 | 30.2 | 0.9818 | 0 | 7.7444 | 11 | 59.8294 | 99.72% | 0 | 0 | 0 | 0 | 0 | 0 | 0
| 7604 | 8.9667 | 8.9667 | 0 | 29.6 | 0 | 29.6 | 0.9839 | 0 | 8.9667 | 10 | 51.6661 | 86.11% | 0 | 0 | 0 | 0 | 0 | 0 | 0
| 7605 | 8.9667 | 8.9667 | 0 | 29.1 | 0 | 29.1 | 0.98565 | 0 | 8.9667 | 9 | 42.2144 | 70.36% | 0 | 0 | 0 | 0 | 0 | 0 | 0
| 7606 | 8.9667 | 8.9667 | 0 | 28.5 | 0 | 28.5 | 0.98775 | 0 | 8.9667 | 8 | 32.7627 | 54.6% | 0 | 0 | 0 | 0 | 0 | 0 | 0
| 7607 | 7.3 | 7.3 | 0 | 28.3 | 0 | 28.3 | 0.98845 | 0 | 7.3 | 7 | 23.311 | 38.85% | 0 | 0 | 0 | 0 | 0 | 0 | 0
| 7608 | 1.6889 | 3.228 | 0 | 28 | 0 | 28 | 0.9895 | 0 | 1.6889 | 6 | 15.6161 | 26.03% | 0 | 0 | 0 | 0 | 0 | 0 | 0
| 7609 | 1.1333 | 3.228 | 0 | 27.8 | 0 | 27.8 | 0.9902 | 0 | 1.1333 | 5 | 13.8359 | 23.06% | 0 | 0 | 0 | 0 | 0 | 0 | 0
| 7610 | 1.1333 | 3.228 | 0 | 27.4 | 0 | 27.4 | 0.9916 | 0 | 1.1333 | 4 | 12.6412 | 21.07% | 0 | 0 | 0 | 0 | 0.53 | 0 | 0
| 7611 | 0.022222 | 3.228 | 0 | 26.9 | 0 | 26.9 | 0.99335 | 0 | 0.022222 | 3 | 12 | 20% | 0 | 0 | 0 | 0 | 0.02 | 0 | 0
| 7612 | 0.022222 | 3.228 | 0 | 26.5 | 0 | 26.5 | 0.99475 | 0 | 0.022222 | 2 | 12 | 20% | 0 | 0 | 0 | 0 | 0.02 | 0 | 0
| 7613 | 0.022222 | 3.228 | 0 | 26.2 | 0 | 26.2 | 0.9958 | 0 | 0.022222 | 1 | 12 | 20% | 0 | 0 | 0 | 0 | 0.02 | 0 | 0
| 7614 | 0.022222 | 3.228 | 0 | 26 | 0 | 26 | 0.9965 | 0 | 0.022222 | 0 | 12 | 20% | 0 | 0 | 0 | 0 | 0.02 | 0 | 0
| 7615 | 0.022222 | 3.228 | 13 | 25.7 | 12.557 | 26.5125 | 0.99471 | 0.24981 | -0.22759 | 0 | 12 | 20% | 0 | 0 | 0 | 0 | 0 | 0 | 0
| 7616 | 0.66667 | 3.228 | 158 | 27.4 | 152.6163 | 37.275 | 0.95704 | 2.9212 | -2.2545 | 0 | 12.2159 | 20.36% | 1 | 1 | 0.8 | 0 | 0 | 0 | 0
| 7617 | 0.77778 | 3.228 | 387 | 29.1 | 373.8133 | 53.2875 | 0.90099 | 6.7361 | -5.9583 | 0 | 14.3547 | 23.92% | 1 | 0 | 0 | 0 | 0 | 0 | 0
| 7618 | 1.0444 | 3.228 | 601 | 30.8 | 580.5214 | 68.3625 | 0.84823 | 9.8483 | -8.8039 | 0 | 20.0073 | 33.35% | 1 | 0 | 0 | 0 | 0 | 0 | 0
| 7619 | 1.0444 | 3.228 | 753 | 31.2 | 727.3421 | 78.2625 | 0.81358 | 11.835 | -10.7906 | 0 | 28.3594 | 47.27% | 1 | 0 | 0 | 0.03 | 0 | 0 | 0
| 7620 | 1.6 | 3.228 | 835 | 31.7 | 806.5481 | 83.8875 | 0.79389 | 12.8063 | -11.2063 | 0 | 38.5672 | 64.28% | 1 | 0 | 0 | 0.45 | 0 | 0 | 0
| 7621 | 1.3778 | 3.228 | 838 | 32.1 | 809.4458 | 84.475 | 0.79184 | 12.819 | -11.4412 | 0 | 48.775 | 81.29% | 1 | 0 | 0 | 0.68 | 0 | 0 | 0
| 7622 | 1.1111 | 3.228 | 753 | 32.2 | 727.3421 | 79.2625 | 0.81008 | 11.7841 | -10.673 | 0 | 58.9829 | 98.3% | 1 | 0 | 0 | 9.6 | 0 | 0 | 0
| 7623 | 1.1111 | 3.228 | 598 | 32.4 | 577.6236 | 69.775 | 0.84329 | 9.7421 | -8.6309 | 0 | 60 | 100% | 1 | 0 | 0 | 8.63 | 0 | 0 | 0
| 7624 | 1 | 3.228 | 391 | 32.5 | 377.677 | 56.9375 | 0.88822 | 6.7092 | -5.7092 | 0 | 60 | 100% | 0 | 0 | 0 | 5.71 | 0 | 0 | 0
| 7625 | 0.44444 | 3.228 | 167 | 31.6 | 161.3096 | 42.0375 | 0.94037 | 3.0338 | -2.5894 | 0 | 60 | 100% | 0 | 0 | 0 | 2.59 | 0 | 0 | 0
| 7626 | 0.44444 | 3.228 | 16 | 30.8 | 15.4548 | 31.8 | 0.9762 | 0.30174 | 0.1427 | 12 | 60 | 100% | 0 | 0 | 0 | 0 | 0 | 0 | 0
| 7627 | 7.7444 | 7.7444 | 0 | 29.9 | 0 | 29.9 | 0.98285 | 0 | 7.7444 | 11 | 59.8496 | 99.75% | 0 | 0 | 0 | 0 | 0 | 0 | 0
| 7628 | 8.9667 | 8.9667 | 0 | 29 | 0 | 29 | 0.986 | 0 | 8.9667 | 10 | 51.6862 | 86.14% | 0 | 0 | 0 | 0 | 0 | 0 | 0
| 7629 | 8.9667 | 8.9667 | 0 | 28.5 | 0 | 28.5 | 0.98775 | 0 | 8.9667 | 9 | 42.2345 | 70.39% | 0 | 0 | 0 | 0 | 0 | 0 | 0
| 7630 | 8.9667 | 8.9667 | 0 | 28.1 | 0 | 28.1 | 0.98915 | 0 | 8.9667 | 8 | 32.7828 | 54.64% | 0 | 0 | 0 | 0 | 0 | 0 | 0
| 7631 | 7.3 | 7.3 | 0 | 27.7 | 0 | 27.7 | 0.99055 | 0 | 7.3 | 7 | 23.3311 | 38.89% | 0 | 0 | 0 | 0 | 0 | 0 | 0
| 7632 | 1.6889 | 3.228 | 0 | 27.4 | 0 | 27.4 | 0.9916 | 0 | 1.6889 | 6 | 15.6362 | 26.06% | 0 | 0 | 0 | 0 | 0 | 0 | 0
| 7633 | 1.1333 | 3.228 | 0 | 27 | 0 | 27 | 0.993 | 0 | 1.1333 | 5 | 13.856 | 23.09% | 0 | 0 | 0 | 0 | 0 | 0 | 0
| 7634 | 1.1333 | 3.228 | 0 | 26.8 | 0 | 26.8 | 0.9937 | 0 | 1.1333 | 4 | 12.6614 | 21.1% | 0 | 0 | 0 | 0 | 0.51 | 0 | 0
| 7635 | 0.022222 | 3.228 | 0 | 26.6 | 0 | 26.6 | 0.9944 | 0 | 0.022222 | 3 | 12 | 20% | 0 | 0 | 0 | 0 | 0.02 | 0 | 0
| 7636 | 0.022222 | 3.228 | 0 | 26.4 | 0 | 26.4 | 0.9951 | 0 | 0.022222 | 2 | 12 | 20% | 0 | 0 | 0 | 0 | 0.02 | 0 | 0
| 7637 | 0.022222 | 3.228 | 0 | 26.1 | 0 | 26.1 | 0.99615 | 0 | 0.022222 | 1 | 12 | 20% | 0 | 0 | 0 | 0 | 0.02 | 0 | 0
| 7638 | 0.022222 | 3.228 | 0 | 25.7 | 0 | 25.7 | 0.99755 | 0 | 0.022222 | 0 | 12 | 20% | 0 | 0 | 0 | 0 | 0.02 | 0 | 0
| 7639 | 0.022222 | 3.228 | 12 | 25.4 | 11.5911 | 26.15 | 0.99598 | 0.23089 | -0.20867 | 0 | 12 | 20% | 0 | 0 | 0 | 0 | 0 | 0 | 0
| 7640 | 0.66667 | 3.228 | 136 | 26.8 | 131.3659 | 35.3 | 0.96395 | 2.5326 | -1.8659 | 0 | 12.198 | 20.33% | 1 | 1 | 0.8 | 0 | 0 | 0 | 0
| 7641 | 0.77778 | 3.228 | 315 | 28.1 | 304.2666 | 47.7875 | 0.92024 | 5.6 | -4.8222 | 0 | 13.9681 | 23.28% | 1 | 0 | 0 | 0 | 0 | 0 | 0
| 7642 | 1.0444 | 3.228 | 458 | 29.5 | 442.394 | 58.125 | 0.88406 | 7.8221 | -6.7776 | 0 | 18.5429 | 30.9% | 1 | 0 | 0 | 0 | 0 | 0 | 0
| 7643 | 1.0444 | 3.228 | 575 | 30.3 | 555.4074 | 66.2375 | 0.85567 | 9.5049 | -8.4604 | 0 | 24.9727 | 41.62% | 1 | 0 | 0 | 0 | 0 | 0 | 0
| 7644 | 1.6 | 3.228 | 637 | 31 | 615.2948 | 70.8125 | 0.83966 | 10.3327 | -8.7327 | 0 | 32.999 | 55% | 1 | 0 | 0 | 0 | 0 | 0 | 0
| 7645 | 1.3778 | 3.228 | 640 | 31.8 | 618.1925 | 71.8 | 0.8362 | 10.3387 | -8.9609 | 0 | 41.2836 | 68.81% | 1 | 0 | 0 | 0 | 0 | 0 | 0
| 7646 | 1.1111 | 3.228 | 583 | 31.8 | 563.1348 | 68.2375 | 0.84867 | 9.5583 | -8.4472 | 0 | 49.7846 | 82.97% | 1 | 0 | 0 | 0 | 0 | 0 | 0
| 7647 | 1.1111 | 3.228 | 470 | 31.8 | 453.9851 | 61.175 | 0.87339 | 7.9301 | -6.819 | 0 | 57.7983 | 96.33% | 1 | 0 | 0 | 4.5 | 0 | 0 | 0
| 7648 | 1 | 3.228 | 313 | 31.8 | 302.3348 | 51.3625 | 0.90773 | 5.4888 | -4.4888 | 0 | 60 | 100% | 1 | 0 | 0 | 4.49 | 0 | 0 | 0
| 7649 | 0.44444 | 3.228 | 137 | 31.4 | 132.3318 | 39.9625 | 0.94763 | 2.508 | -2.0636 | 0 | 60 | 100% | 0 | 0 | 0 | 2.06 | 0 | 0 | 0
| 7650 | 0.44444 | 3.228 | 13 | 31 | 12.557 | 31.8125 | 0.97616 | 0.24515 | 0.19929 | 12 | 60 | 100% | 0 | 0 | 0 | 0 | 0 | 0 | 0
| 7651 | 7.7444 | 7.7444 | 0 | 29 | 0 | 29 | 0.986 | 0 | 7.7444 | 11 | 59.7899 | 99.65% | 0 | 0 | 0 | 0 | 0 | 0 | 0
| 7652 | 8.9667 | 8.9667 | 0 | 28.5 | 0 | 28.5 | 0.98775 | 0 | 8.9667 | 10 | 51.6266 | 86.04% | 0 | 0 | 0 | 0 | 0 | 0 | 0
| 7653 | 8.9667 | 8.9667 | 0 | 28 | 0 | 28 | 0.9895 | 0 | 8.9667 | 9 | 42.1749 | 70.29% | 0 | 0 | 0 | 0 | 0 | 0 | 0
| 7654 | 8.9667 | 8.9667 | 0 | 27.5 | 0 | 27.5 | 0.99125 | 0 | 8.9667 | 8 | 32.7232 | 54.54% | 0 | 0 | 0 | 0 | 0 | 0 | 0
| 7655 | 7.3 | 7.3 | 0 | 27.1 | 0 | 27.1 | 0.99265 | 0 | 7.3 | 7 | 23.2715 | 38.79% | 0 | 0 | 0 | 0 | 0 | 0 | 0
| 7656 | 1.6889 | 3.228 | 0 | 26.6 | 0 | 26.6 | 0.9944 | 0 | 1.6889 | 6 | 15.5766 | 25.96% | 0 | 0 | 0 | 0 | 0 | 0 | 0
| 7657 | 1.1333 | 3.228 | 0 | 26.2 | 0 | 26.2 | 0.9958 | 0 | 1.1333 | 5 | 13.7964 | 22.99% | 0 | 0 | 0 | 0 | 0 | 0 | 0
| 7658 | 1.1333 | 3.228 | 0 | 25.8 | 0 | 25.8 | 0.9972 | 0 | 1.1333 | 4 | 12.6017 | 21% | 0 | 0 | 0 | 0 | 0.56 | 0 | 0
| 7659 | 0.022222 | 3.228 | 0 | 25.4 | 0 | 25.4 | 0.9986 | 0 | 0.022222 | 3 | 12 | 20% | 0 | 0 | 0 | 0 | 0.02 | 0 | 0
| 7660 | 0.022222 | 3.228 | 0 | 25 | 0 | 25 | 1 | 0 | 0.022222 | 2 | 12 | 20% | 0 | 0 | 0 | 0 | 0.02 | 0 | 0
| 7661 | 0.022222 | 3.228 | 0 | 24.9 | 0 | 24.9 | 1.0004 | 0 | 0.022222 | 1 | 12 | 20% | 0 | 0 | 0 | 0 | 0.02 | 0 | 0
| 7662 | 0.022222 | 3.228 | 0 | 24.7 | 0 | 24.7 | 1.001 | 0 | 0.022222 | 0 | 12 | 20% | 0 | 0 | 0 | 0 | 0.02 | 0 | 0
| 7663 | 0.022222 | 3.228 | 10 | 24.6 | 9.6593 | 25.225 | 0.99921 | 0.19303 | -0.17081 | 0 | 12 | 20% | 0 | 0 | 0 | 0 | 0 | 0 | 0
| 7664 | 0.66667 | 3.228 | 121 | 26.1 | 116.877 | 33.6625 | 0.96968 | 2.2667 | -1.6 | 0 | 12.162 | 20.27% | 1 | 1 | 0.8 | 0 | 0 | 0 | 0
| 7665 | 0.77778 | 3.228 | 297 | 27.6 | 286.88 | 46.1625 | 0.92593 | 5.3126 | -4.5348 | 0 | 13.6799 | 22.8% | 1 | 0 | 0 | 0 | 0 | 0 | 0
| 7666 | 1.0444 | 3.228 | 457 | 29.1 | 441.4281 | 57.6625 | 0.88568 | 7.8193 | -6.7748 | 0 | 17.9821 | 29.97% | 1 | 0 | 0 | 0 | 0 | 0 | 0
| 7667 | 1.0444 | 3.228 | 501 | 28.8 | 483.9288 | 60.1125 | 0.87711 | 8.4891 | -7.4447 | 0 | 24.4093 | 40.68% | 1 | 0 | 0 | 0 | 0 | 0 | 0
| 7668 | 1.6 | 3.228 | 458 | 28.4 | 442.394 | 57.025 | 0.88791 | 7.8561 | -6.2561 | 0 | 31.4719 | 52.45% | 1 | 0 | 0 | 0 | 0 | 0 | 0
| 7669 | 1.3778 | 3.228 | 344 | 28.1 | 332.2785 | 49.6 | 0.9139 | 6.0734 | -4.6956 | 0 | 37.407 | 62.35% | 1 | 0 | 0 | 0 | 0 | 0 | 0
| 7670 | 1.1111 | 3.228 | 419 | 28.9 | 404.7229 | 55.0875 | 0.89469 | 7.2421 | -6.131 | 0 | 41.8617 | 69.77% | 1 | 0 | 0 | 0 | 0 | 0 | 0
| 7671 | 1.1111 | 3.228 | 410 | 29.7 | 396.0296 | 55.325 | 0.89386 | 7.0799 | -5.9688 | 0 | 47.678 | 79.46% | 1 | 0 | 0 | 0 | 0 | 0 | 0
| 7672 | 1 | 3.228 | 313 | 30.5 | 302.3348 | 50.0625 | 0.91228 | 5.5163 | -4.5163 | 0 | 53.3405 | 88.9% | 1 | 0 | 0 | 0 | 0 | 0 | 0
| 7673 | 0.44444 | 3.228 | 136 | 29.7 | 131.3659 | 38.2 | 0.9538 | 2.5059 | -2.0615 | 0 | 57.625 | 96.04% | 1 | 0 | 0 | 0 | 0 | 0 | 0
| 7674 | 0.44444 | 3.228 | 13 | 29 | 12.557 | 29.8125 | 0.98316 | 0.24691 | 0.19753 | 12 | 59.5807 | 99.3% | 1 | 0 | 0 | 0 | 0 | 0 | 0
| 7675 | 7.7444 | 7.7444 | 0 | 28.2 | 0 | 28.2 | 0.9888 | 0 | 7.7444 | 11 | 59.3725 | 98.95% | 0 | 0 | 0 | 0 | 0 | 0 | 0
| 7676 | 8.9667 | 8.9667 | 0 | 28.3 | 0 | 28.3 | 0.98845 | 0 | 8.9667 | 10 | 51.2091 | 85.35% | 0 | 0 | 0 | 0 | 0 | 0 | 0
| 7677 | 8.9667 | 8.9667 | 0 | 28.5 | 0 | 28.5 | 0.98775 | 0 | 8.9667 | 9 | 41.7575 | 69.6% | 0 | 0 | 0 | 0 | 0 | 0 | 0
| 7678 | 8.9667 | 8.9667 | 0 | 28.6 | 0 | 28.6 | 0.9874 | 0 | 8.9667 | 8 | 32.3058 | 53.84% | 0 | 0 | 0 | 0 | 0 | 0 | 0
| 7679 | 7.3 | 7.3 | 0 | 28.3 | 0 | 28.3 | 0.98845 | 0 | 7.3 | 7 | 22.8541 | 38.09% | 0 | 0 | 0 | 0 | 0 | 0 | 0
| 7680 | 1.6889 | 3.228 | 0 | 28 | 0 | 28 | 0.9895 | 0 | 1.6889 | 6 | 15.1592 | 25.27% | 0 | 0 | 0 | 0 | 0 | 0 | 0
| 7681 | 1.1333 | 3.228 | 0 | 27.7 | 0 | 27.7 | 0.99055 | 0 | 1.1333 | 5 | 13.3789 | 22.3% | 0 | 0 | 0 | 0 | 0 | 0 | 0
| 7682 | 1.1333 | 3.228 | 0 | 27.3 | 0 | 27.3 | 0.99195 | 0 | 1.1333 | 4 | 12.1843 | 20.31% | 0 | 0 | 0 | 0 | 0.96 | 0 | 0
| 7683 | 0.022222 | 3.228 | 0 | 27 | 0 | 27 | 0.993 | 0 | 0.022222 | 3 | 12 | 20% | 0 | 0 | 0 | 0 | 0.02 | 0 | 0
| 7684 | 0.022222 | 3.228 | 0 | 26.6 | 0 | 26.6 | 0.9944 | 0 | 0.022222 | 2 | 12 | 20% | 0 | 0 | 0 | 0 | 0.02 | 0 | 0
| 7685 | 0.022222 | 3.228 | 0 | 26.6 | 0 | 26.6 | 0.9944 | 0 | 0.022222 | 1 | 12 | 20% | 0 | 0 | 0 | 0 | 0.02 | 0 | 0
| 7686 | 0.022222 | 3.228 | 0 | 26.5 | 0 | 26.5 | 0.99475 | 0 | 0.022222 | 0 | 12 | 20% | 0 | 0 | 0 | 0 | 0.02 | 0 | 0
| 7687 | 0.022222 | 3.228 | 8 | 26.5 | 7.7274 | 27 | 0.993 | 0.15347 | -0.13124 | 0 | 12 | 20% | 0 | 0 | 0 | 0 | 0 | 0 | 0
| 7688 | 0.66667 | 3.228 | 105 | 27.1 | 101.4222 | 33.6625 | 0.96968 | 1.9669 | -1.3003 | 0 | 12.1245 | 20.21% | 1 | 1 | 0.8 | 0 | 0 | 0 | 0
| 7689 | 0.77778 | 3.228 | 276 | 27.8 | 266.5955 | 45.05 | 0.92983 | 4.9577 | -4.18 | 0 | 13.3581 | 22.26% | 1 | 0 | 0 | 0 | 0 | 0 | 0
| 7690 | 1.0444 | 3.228 | 453 | 28.4 | 437.5644 | 56.7125 | 0.88901 | 7.7799 | -6.7355 | 0 | 17.3235 | 28.87% | 1 | 0 | 0 | 0 | 0 | 0 | 0
| 7691 | 1.0444 | 3.228 | 601 | 29.5 | 580.5214 | 67.0625 | 0.85278 | 9.9012 | -8.8567 | 0 | 23.7134 | 39.52% | 1 | 0 | 0 | 0 | 0 | 0 | 0
| 7692 | 1.6 | 3.228 | 697 | 30.7 | 673.2503 | 74.2625 | 0.82758 | 11.1434 | -9.5434 | 0 | 32.1156 | 53.53% | 1 | 0 | 0 | 0 | 0 | 0 | 0
| 7693 | 1.3778 | 3.228 | 727 | 31.8 | 702.2281 | 77.2375 | 0.81717 | 11.4768 | -10.099 | 0 | 41.1693 | 68.62% | 1 | 0 | 0 | 0 | 0 | 0 | 0
| 7694 | 1.1111 | 3.228 | 662 | 32 | 639.4429 | 73.375 | 0.83069 | 10.6235 | -9.5124 | 0 | 50.75 | 84.58% | 1 | 0 | 0 | 0 | 0 | 0 | 0
| 7695 | 1.1111 | 3.228 | 534 | 32.2 | 515.8044 | 65.575 | 0.85799 | 8.8511 | -7.74 | 0 | 59.7743 | 99.62% | 1 | 0 | 0 | 7.5 | 0 | 0 | 0
| 7696 | 1 | 3.228 | 356 | 32.4 | 343.8696 | 54.65 | 0.89623 | 6.1637 | -5.1637 | 0 | 60 | 100% | 1 | 0 | 0 | 5.16 | 0 | 0 | 0
| 7697 | 0.44444 | 3.228 | 143 | 31.2 | 138.1274 | 40.1375 | 0.94702 | 2.6162 | -2.1717 | 0 | 60 | 100% | 0 | 0 | 0 | 2.17 | 0 | 0 | 0
| 7698 | 0.44444 | 3.228 | 12 | 30 | 11.5911 | 30.75 | 0.97988 | 0.22716 | 0.21729 | 12 | 60 | 100% | 0 | 0 | 0 | 0 | 0 | 0 | 0
| 7699 | 7.7444 | 7.7444 | 0 | 28.8 | 0 | 28.8 | 0.9867 | 0 | 7.7444 | 11 | 59.771 | 99.62% | 0 | 0 | 0 | 0 | 0 | 0 | 0
| 7700 | 8.9667 | 8.9667 | 0 | 28.9 | 0 | 28.9 | 0.98635 | 0 | 8.9667 | 10 | 51.6076 | 86.01% | 0 | 0 | 0 | 0 | 0 | 0 | 0
| 7701 | 8.9667 | 8.9667 | 0 | 29 | 0 | 29 | 0.986 | 0 | 8.9667 | 9 | 42.1559 | 70.26% | 0 | 0 | 0 | 0 | 0 | 0 | 0
| 7702 | 8.9667 | 8.9667 | 0 | 29.1 | 0 | 29.1 | 0.98565 | 0 | 8.9667 | 8 | 32.7042 | 54.51% | 0 | 0 | 0 | 0 | 0 | 0 | 0
| 7703 | 7.3 | 7.3 | 0 | 28.6 | 0 | 28.6 | 0.9874 | 0 | 7.3 | 7 | 23.2525 | 38.75% | 0 | 0 | 0 | 0 | 0 | 0 | 0
| 7704 | 1.6889 | 3.228 | 0 | 28.2 | 0 | 28.2 | 0.9888 | 0 | 1.6889 | 6 | 15.5576 | 25.93% | 0 | 0 | 0 | 0 | 0 | 0 | 0
| 7705 | 1.1333 | 3.228 | 0 | 27.7 | 0 | 27.7 | 0.99055 | 0 | 1.1333 | 5 | 13.7774 | 22.96% | 0 | 0 | 0 | 0 | 0 | 0 | 0
| 7706 | 1.1333 | 3.228 | 0 | 26.8 | 0 | 26.8 | 0.9937 | 0 | 1.1333 | 4 | 12.5827 | 20.97% | 0 | 0 | 0 | 0 | 0.58 | 0 | 0
| 7707 | 0.022222 | 3.228 | 0 | 26 | 0 | 26 | 0.9965 | 0 | 0.022222 | 3 | 12 | 20% | 0 | 0 | 0 | 0 | 0.02 | 0 | 0
| 7708 | 0.022222 | 3.228 | 0 | 25.1 | 0 | 25.1 | 0.99965 | 0 | 0.022222 | 2 | 12 | 20% | 0 | 0 | 0 | 0 | 0.02 | 0 | 0
| 7709 | 0.022222 | 3.228 | 0 | 24.9 | 0 | 24.9 | 1.0004 | 0 | 0.022222 | 1 | 12 | 20% | 0 | 0 | 0 | 0 | 0.02 | 0 | 0
| 7710 | 0.022222 | 3.228 | 0 | 24.8 | 0 | 24.8 | 1.0007 | 0 | 0.022222 | 0 | 12 | 20% | 0 | 0 | 0 | 0 | 0.02 | 0 | 0
| 7711 | 0.022222 | 3.228 | 13 | 24.6 | 12.557 | 25.4125 | 0.99856 | 0.25078 | -0.22856 | 0 | 12 | 20% | 0 | 0 | 0 | 0 | 0 | 0 | 0
| 7712 | 0.66667 | 3.228 | 154 | 26.1 | 148.7526 | 35.725 | 0.96246 | 2.8634 | -2.1967 | 0 | 12.2168 | 20.36% | 1 | 1 | 0.8 | 0 | 0 | 0 | 0
| 7713 | 0.77778 | 3.228 | 382 | 27.6 | 368.9837 | 51.475 | 0.90734 | 6.6959 | -5.9181 | 0 | 14.3008 | 23.83% | 1 | 0 | 0 | 0 | 0 | 0 | 0
| 7714 | 1.0444 | 3.228 | 591 | 29.1 | 570.8622 | 66.0375 | 0.85637 | 9.7774 | -8.7329 | 0 | 19.9152 | 33.19% | 1 | 0 | 0 | 0 | 0 | 0 | 0
| 7715 | 1.0444 | 3.228 | 734 | 29.6 | 708.9896 | 75.475 | 0.82334 | 11.6748 | -10.6303 | 0 | 28.2 | 47% | 1 | 0 | 0 | 0 | 0 | 0 | 0
| 7716 | 1.6 | 3.228 | 801 | 30 | 773.7066 | 80.0625 | 0.80728 | 12.492 | -10.892 | 0 | 38.2848 | 63.81% | 1 | 0 | 0 | 0.13 | 0 | 0 | 0
| 7717 | 1.3778 | 3.228 | 790 | 30.5 | 763.0814 | 79.875 | 0.80794 | 12.3304 | -10.9527 | 0 | 48.4926 | 80.82% | 1 | 0 | 0 | 0.19 | 0 | 0 | 0
| 7718 | 1.1111 | 3.228 | 703 | 30.6 | 679.0459 | 74.5375 | 0.82662 | 11.2262 | -10.1151 | 0 | 58.7004 | 97.83% | 1 | 0 | 0 | 8.75 | 0 | 0 | 0
| 7719 | 1.1111 | 3.228 | 552 | 30.8 | 533.1911 | 65.3 | 0.85895 | 9.1597 | -8.0486 | 0 | 60 | 100% | 1 | 0 | 0 | 8.05 | 0 | 0 | 0
| 7720 | 1 | 3.228 | 355 | 30.9 | 342.9037 | 53.0875 | 0.90169 | 6.1839 | -5.1839 | 0 | 60 | 100% | 0 | 0 | 0 | 5.18 | 0 | 0 | 0
| 7721 | 0.44444 | 3.228 | 160 | 30.2 | 154.5481 | 40.2 | 0.9468 | 2.9265 | -2.4821 | 0 | 60 | 100% | 0 | 0 | 0 | 2.48 | 0 | 0 | 0
| 7722 | 0.44444 | 3.228 | 16 | 29.5 | 15.4548 | 30.5 | 0.98075 | 0.30315 | 0.1413 | 12 | 60 | 100% | 0 | 0 | 0 | 0 | 0 | 0 | 0
| 7723 | 7.7444 | 7.7444 | 0 | 28.8 | 0 | 28.8 | 0.9867 | 0 | 7.7444 | 11 | 59.8511 | 99.75% | 0 | 0 | 0 | 0 | 0 | 0 | 0
| 7724 | 8.9667 | 8.9667 | 0 | 28.5 | 0 | 28.5 | 0.98775 | 0 | 8.9667 | 10 | 51.6877 | 86.15% | 0 | 0 | 0 | 0 | 0 | 0 | 0
| 7725 | 8.9667 | 8.9667 | 0 | 28.2 | 0 | 28.2 | 0.9888 | 0 | 8.9667 | 9 | 42.236 | 70.39% | 0 | 0 | 0 | 0 | 0 | 0 | 0
| 7726 | 8.9667 | 8.9667 | 0 | 27.9 | 0 | 27.9 | 0.98985 | 0 | 8.9667 | 8 | 32.7843 | 54.64% | 0 | 0 | 0 | 0 | 0 | 0 | 0
| 7727 | 7.3 | 7.3 | 0 | 27.3 | 0 | 27.3 | 0.99195 | 0 | 7.3 | 7 | 23.3326 | 38.89% | 0 | 0 | 0 | 0 | 0 | 0 | 0
| 7728 | 1.6889 | 3.228 | 0 | 26.8 | 0 | 26.8 | 0.9937 | 0 | 1.6889 | 6 | 15.6377 | 26.06% | 0 | 0 | 0 | 0 | 0 | 0 | 0
| 7729 | 1.1333 | 3.228 | 0 | 26.2 | 0 | 26.2 | 0.9958 | 0 | 1.1333 | 5 | 13.8575 | 23.1% | 0 | 0 | 0 | 0 | 0 | 0 | 0
| 7730 | 1.1333 | 3.228 | 0 | 25.4 | 0 | 25.4 | 0.9986 | 0 | 1.1333 | 4 | 12.6628 | 21.1% | 0 | 0 | 0 | 0 | 0.5 | 0 | 0
| 7731 | 0.022222 | 3.228 | 0 | 24.6 | 0 | 24.6 | 1.0014 | 0 | 0.022222 | 3 | 12 | 20% | 0 | 0 | 0 | 0 | 0.02 | 0 | 0
| 7732 | 0.022222 | 3.228 | 0 | 23.8 | 0 | 23.8 | 1.0042 | 0 | 0.022222 | 2 | 12 | 20% | 0 | 0 | 0 | 0 | 0.02 | 0 | 0
| 7733 | 0.022222 | 3.228 | 0 | 23.5 | 0 | 23.5 | 1.0052 | 0 | 0.022222 | 1 | 12 | 20% | 0 | 0 | 0 | 0 | 0.02 | 0 | 0
| 7734 | 0.022222 | 3.228 | 0 | 23.2 | 0 | 23.2 | 1.0063 | 0 | 0.022222 | 0 | 12 | 20% | 0 | 0 | 0 | 0 | 0.02 | 0 | 0
| 7735 | 0.022222 | 3.228 | 12 | 22.9 | 11.5911 | 23.65 | 1.0047 | 0.23292 | -0.2107 | 0 | 12 | 20% | 0 | 0 | 0 | 0 | 0 | 0 | 0
| 7736 | 0.66667 | 3.228 | 145 | 24.4 | 140.0592 | 33.4625 | 0.97038 | 2.7182 | -2.0516 | 0 | 12.1999 | 20.33% | 1 | 1 | 0.8 | 0 | 0 | 0 | 0
| 7737 | 0.77778 | 3.228 | 362 | 25.9 | 349.6651 | 48.525 | 0.91766 | 6.4175 | -5.6397 | 0 | 14.1462 | 23.58% | 1 | 0 | 0 | 0 | 0 | 0 | 0
| 7738 | 1.0444 | 3.228 | 561 | 27.4 | 541.8844 | 62.4625 | 0.86888 | 9.4167 | -8.3722 | 0 | 19.4965 | 32.49% | 1 | 0 | 0 | 0 | 0 | 0 | 0
| 7739 | 1.0444 | 3.228 | 707 | 27.4 | 682.9096 | 71.5875 | 0.83694 | 11.4311 | -10.3867 | 0 | 27.439 | 45.73% | 1 | 0 | 0 | 0 | 0 | 0 | 0
| 7740 | 1.6 | 3.228 | 786 | 27.4 | 759.2177 | 76.525 | 0.81966 | 12.446 | -10.846 | 0 | 37.2927 | 62.15% | 1 | 0 | 0 | 0.09 | 0 | 0 | 0
| 7741 | 1.3778 | 3.228 | 790 | 27.4 | 763.0814 | 76.775 | 0.81879 | 12.496 | -11.1183 | 0 | 47.5006 | 79.17% | 1 | 0 | 0 | 0.36 | 0 | 0 | 0
| 7742 | 1.1111 | 3.228 | 702 | 28.4 | 678.0799 | 72.275 | 0.83454 | 11.3177 | -10.2066 | 0 | 57.7084 | 96.18% | 1 | 0 | 0 | 7.79 | 0 | 0 | 0
| 7743 | 1.1111 | 3.228 | 550 | 29.4 | 531.2592 | 63.775 | 0.86429 | 9.1832 | -8.0721 | 0 | 60 | 100% | 1 | 0 | 0 | 8.07 | 0 | 0 | 0
| 7744 | 1 | 3.228 | 354 | 30.4 | 341.9377 | 52.525 | 0.90366 | 6.1799 | -5.1799 | 0 | 60 | 100% | 0 | 0 | 0 | 5.18 | 0 | 0 | 0
| 7745 | 0.44444 | 3.228 | 154 | 29.9 | 148.7526 | 39.525 | 0.94916 | 2.8238 | -2.3794 | 0 | 60 | 100% | 0 | 0 | 0 | 2.38 | 0 | 0 | 0
| 7746 | 0.44444 | 3.228 | 15 | 29.3 | 14.4889 | 30.2375 | 0.98167 | 0.28447 | 0.15998 | 12 | 60 | 100% | 0 | 0 | 0 | 0 | 0 | 0 | 0
| 7747 | 7.7444 | 7.7444 | 0 | 28.8 | 0 | 28.8 | 0.9867 | 0 | 7.7444 | 11 | 59.8314 | 99.72% | 0 | 0 | 0 | 0 | 0 | 0 | 0
| 7748 | 8.9667 | 8.9667 | 0 | 27.9 | 0 | 27.9 | 0.98985 | 0 | 8.9667 | 10 | 51.668 | 86.11% | 0 | 0 | 0 | 0 | 0 | 0 | 0
| 7749 | 8.9667 | 8.9667 | 0 | 26.9 | 0 | 26.9 | 0.99335 | 0 | 8.9667 | 9 | 42.2163 | 70.36% | 0 | 0 | 0 | 0 | 0 | 0 | 0
| 7750 | 8.9667 | 8.9667 | 0 | 26 | 0 | 26 | 0.9965 | 0 | 8.9667 | 8 | 32.7646 | 54.61% | 0 | 0 | 0 | 0 | 0 | 0 | 0
| 7751 | 7.3 | 7.3 | 0 | 25.6 | 0 | 25.6 | 0.9979 | 0 | 7.3 | 7 | 23.3129 | 38.85% | 0 | 0 | 0 | 0 | 0 | 0 | 0
| 7752 | 1.6889 | 3.228 | 0 | 25.1 | 0 | 25.1 | 0.99965 | 0 | 1.6889 | 6 | 15.618 | 26.03% | 0 | 0 | 0 | 0 | 0 | 0 | 0
| 7753 | 1.1333 | 3.228 | 0 | 24.7 | 0 | 24.7 | 1.001 | 0 | 1.1333 | 5 | 13.8378 | 23.06% | 0 | 0 | 0 | 0 | 0 | 0 | 0
| 7754 | 1.1333 | 3.228 | 0 | 24.2 | 0 | 24.2 | 1.0028 | 0 | 1.1333 | 4 | 12.6432 | 21.07% | 0 | 0 | 0 | 0 | 0.52 | 0 | 0
| 7755 | 0.022222 | 3.228 | 0 | 23.8 | 0 | 23.8 | 1.0042 | 0 | 0.022222 | 3 | 12 | 20% | 0 | 0 | 0 | 0 | 0.02 | 0 | 0
| 7756 | 0.022222 | 3.228 | 0 | 23.3 | 0 | 23.3 | 1.0059 | 0 | 0.022222 | 2 | 12 | 20% | 0 | 0 | 0 | 0 | 0.02 | 0 | 0
| 7757 | 0.022222 | 3.228 | 0 | 22.8 | 0 | 22.8 | 1.0077 | 0 | 0.022222 | 1 | 12 | 20% | 0 | 0 | 0 | 0 | 0.02 | 0 | 0
| 7758 | 0.022222 | 3.228 | 0 | 22.4 | 0 | 22.4 | 1.0091 | 0 | 0.022222 | 0 | 12 | 20% | 0 | 0 | 0 | 0 | 0.02 | 0 | 0
| 7759 | 0.022222 | 3.228 | 12 | 21.9 | 11.5911 | 22.65 | 1.0082 | 0.23373 | -0.21151 | 0 | 12 | 20% | 0 | 0 | 0 | 0 | 0 | 0 | 0
| 7760 | 0.66667 | 3.228 | 150 | 23.6 | 144.8889 | 32.975 | 0.97209 | 2.8169 | -2.1502 | 0 | 12.2007 | 20.33% | 1 | 1 | 0.8 | 0 | 0 | 0 | 0
| 7761 | 0.77778 | 3.228 | 378 | 25.3 | 365.12 | 48.925 | 0.91626 | 6.6909 | -5.9131 | 0 | 14.2405 | 23.73% | 1 | 0 | 0 | 0 | 0 | 0 | 0
| 7762 | 1.0444 | 3.228 | 587 | 27 | 566.9985 | 63.6875 | 0.86459 | 9.8045 | -8.76 | 0 | 19.8502 | 33.08% | 1 | 0 | 0 | 0 | 0 | 0 | 0
| 7763 | 1.0444 | 3.228 | 740 | 28.2 | 714.7851 | 74.45 | 0.82693 | 11.8215 | -10.777 | 0 | 28.1607 | 46.93% | 1 | 0 | 0 | 0.02 | 0 | 0 | 0
| 7764 | 1.6 | 3.228 | 821 | 29.3 | 793.0251 | 80.6125 | 0.80536 | 12.7734 | -11.1734 | 0 | 38.3685 | 63.95% | 1 | 0 | 0 | 0.41 | 0 | 0 | 0
| 7765 | 1.3778 | 3.228 | 825 | 30.5 | 796.8888 | 82.0625 | 0.80028 | 12.7547 | -11.3769 | 0 | 48.5764 | 80.96% | 1 | 0 | 0 | 0.62 | 0 | 0 | 0
| 7766 | 1.1111 | 3.228 | 742 | 30.4 | 716.717 | 76.775 | 0.81879 | 11.7368 | -10.6257 | 0 | 58.7842 | 97.97% | 1 | 0 | 0 | 9.34 | 0 | 0 | 0
| 7767 | 1.1111 | 3.228 | 589 | 30.3 | 568.9303 | 67.1125 | 0.85261 | 9.7015 | -8.5904 | 0 | 60 | 100% | 1 | 0 | 0 | 8.59 | 0 | 0 | 0
| 7768 | 1 | 3.228 | 384 | 30.2 | 370.9155 | 54.2 | 0.8978 | 6.6602 | -5.6602 | 0 | 60 | 100% | 0 | 0 | 0 | 5.66 | 0 | 0 | 0
| 7769 | 0.44444 | 3.228 | 170 | 29.1 | 164.2074 | 39.725 | 0.94846 | 3.1149 | -2.6704 | 0 | 60 | 100% | 0 | 0 | 0 | 2.67 | 0 | 0 | 0
| 7770 | 0.44444 | 3.228 | 17 | 27.9 | 16.4207 | 28.9625 | 0.98613 | 0.32386 | 0.12058 | 12 | 60 | 100% | 0 | 0 | 0 | 0 | 0 | 0 | 0
| 7771 | 7.7444 | 7.7444 | 0 | 26.8 | 0 | 26.8 | 0.9937 | 0 | 7.7444 | 11 | 59.8729 | 99.79% | 0 | 0 | 0 | 0 | 0 | 0 | 0
| 7772 | 8.9667 | 8.9667 | 0 | 26.4 | 0 | 26.4 | 0.9951 | 0 | 8.9667 | 10 | 51.7095 | 86.18% | 0 | 0 | 0 | 0 | 0 | 0 | 0
| 7773 | 8.9667 | 8.9667 | 0 | 25.9 | 0 | 25.9 | 0.99685 | 0 | 8.9667 | 9 | 42.2578 | 70.43% | 0 | 0 | 0 | 0 | 0 | 0 | 0
| 7774 | 8.9667 | 8.9667 | 0 | 25.5 | 0 | 25.5 | 0.99825 | 0 | 8.9667 | 8 | 32.8061 | 54.68% | 0 | 0 | 0 | 0 | 0 | 0 | 0
| 7775 | 7.3 | 7.3 | 0 | 25.2 | 0 | 25.2 | 0.9993 | 0 | 7.3 | 7 | 23.3544 | 38.92% | 0 | 0 | 0 | 0 | 0 | 0 | 0
| 7776 | 1.6889 | 3.228 | 0 | 25 | 0 | 25 | 1 | 0 | 1.6889 | 6 | 15.6596 | 26.1% | 0 | 0 | 0 | 0 | 0 | 0 | 0
| 7777 | 1.1333 | 3.228 | 0 | 24.7 | 0 | 24.7 | 1.001 | 0 | 1.1333 | 5 | 13.8793 | 23.13% | 0 | 0 | 0 | 0 | 0 | 0 | 0
| 7778 | 1.1333 | 3.228 | 0 | 24.1 | 0 | 24.1 | 1.0031 | 0 | 1.1333 | 4 | 12.6847 | 21.14% | 0 | 0 | 0 | 0 | 0.48 | 0 | 0
| 7779 | 0.022222 | 3.228 | 0 | 23.6 | 0 | 23.6 | 1.0049 | 0 | 0.022222 | 3 | 12 | 20% | 0 | 0 | 0 | 0 | 0.02 | 0 | 0
| 7780 | 0.022222 | 3.228 | 0 | 23 | 0 | 23 | 1.007 | 0 | 0.022222 | 2 | 12 | 20% | 0 | 0 | 0 | 0 | 0.02 | 0 | 0
| 7781 | 0.022222 | 3.228 | 0 | 22.8 | 0 | 22.8 | 1.0077 | 0 | 0.022222 | 1 | 12 | 20% | 0 | 0 | 0 | 0 | 0.02 | 0 | 0
| 7782 | 0.022222 | 3.228 | 0 | 22.6 | 0 | 22.6 | 1.0084 | 0 | 0.022222 | 0 | 12 | 20% | 0 | 0 | 0 | 0 | 0.02 | 0 | 0
| 7783 | 0.022222 | 3.228 | 12 | 22.4 | 11.5911 | 23.15 | 1.0065 | 0.23332 | -0.2111 | 0 | 12 | 20% | 0 | 0 | 0 | 0 | 0 | 0 | 0
| 7784 | 0.66667 | 3.228 | 147 | 24 | 141.9911 | 33.1875 | 0.97134 | 2.7584 | -2.0918 | 0 | 12.2003 | 20.33% | 1 | 1 | 0.8 | 0 | 0 | 0 | 0
| 7785 | 0.77778 | 3.228 | 372 | 25.7 | 359.3244 | 48.95 | 0.91617 | 6.5841 | -5.8063 | 0 | 14.1847 | 23.64% | 1 | 0 | 0 | 0 | 0 | 0 | 0
| 7786 | 1.0444 | 3.228 | 578 | 27.3 | 558.3051 | 63.425 | 0.86551 | 9.6644 | -8.62 | 0 | 19.693 | 32.82% | 1 | 0 | 0 | 0 | 0 | 0 | 0
| 7787 | 1.0444 | 3.228 | 721 | 28.3 | 696.4325 | 73.3625 | 0.83073 | 11.571 | -10.5265 | 0 | 27.8707 | 46.45% | 1 | 0 | 0 | 0 | 0 | 0 | 0
| 7788 | 1.6 | 3.228 | 791 | 29.3 | 764.0473 | 78.7375 | 0.81192 | 12.4069 | -10.8069 | 0 | 37.857 | 63.09% | 1 | 0 | 0 | 0.05 | 0 | 0 | 0
| 7789 | 1.3778 | 3.228 | 781 | 30.3 | 754.3881 | 79.1125 | 0.81061 | 12.2302 | -10.8525 | 0 | 48.0648 | 80.11% | 1 | 0 | 0 | 0.09 | 0 | 0 | 0
| 7790 | 1.1111 | 3.228 | 713 | 30.6 | 688.7051 | 75.1625 | 0.82443 | 11.3558 | -10.2447 | 0 | 58.2727 | 97.12% | 1 | 0 | 0 | 8.42 | 0 | 0 | 0
| 7791 | 1.1111 | 3.228 | 576 | 31 | 556.3733 | 67 | 0.853 | 9.4917 | -8.3806 | 0 | 60 | 100% | 1 | 0 | 0 | 8.38 | 0 | 0 | 0
| 7792 | 1 | 3.228 | 384 | 31.3 | 370.9155 | 55.3 | 0.89395 | 6.6316 | -5.6316 | 0 | 60 | 100% | 0 | 0 | 0 | 5.63 | 0 | 0 | 0
| 7793 | 0.44444 | 3.228 | 167 | 30.1 | 161.3096 | 40.5375 | 0.94562 | 3.0507 | -2.6063 | 0 | 60 | 100% | 0 | 0 | 0 | 2.61 | 0 | 0 | 0
| 7794 | 0.44444 | 3.228 | 16 | 28.8 | 15.4548 | 29.8 | 0.9832 | 0.3039 | 0.14054 | 12 | 60 | 100% | 0 | 0 | 0 | 0 | 0 | 0 | 0
| 7795 | 7.7444 | 7.7444 | 0 | 27.6 | 0 | 27.6 | 0.9909 | 0 | 7.7444 | 11 | 59.8519 | 99.75% | 0 | 0 | 0 | 0 | 0 | 0 | 0
| 7796 | 8.9667 | 8.9667 | 0 | 27.2 | 0 | 27.2 | 0.9923 | 0 | 8.9667 | 10 | 51.6885 | 86.15% | 0 | 0 | 0 | 0 | 0 | 0 | 0
| 7797 | 8.9667 | 8.9667 | 0 | 26.8 | 0 | 26.8 | 0.9937 | 0 | 8.9667 | 9 | 42.2368 | 70.39% | 0 | 0 | 0 | 0 | 0 | 0 | 0
| 7798 | 8.9667 | 8.9667 | 0 | 26.4 | 0 | 26.4 | 0.9951 | 0 | 8.9667 | 8 | 32.7851 | 54.64% | 0 | 0 | 0 | 0 | 0 | 0 | 0
| 7799 | 7.3 | 7.3 | 0 | 26 | 0 | 26 | 0.9965 | 0 | 7.3 | 7 | 23.3334 | 38.89% | 0 | 0 | 0 | 0 | 0 | 0 | 0
| 7800 | 1.6889 | 3.228 | 0 | 25.6 | 0 | 25.6 | 0.9979 | 0 | 1.6889 | 6 | 15.6385 | 26.06% | 0 | 0 | 0 | 0 | 0 | 0 | 0
| 7801 | 1.1333 | 3.228 | 0 | 25.2 | 0 | 25.2 | 0.9993 | 0 | 1.1333 | 5 | 13.8583 | 23.1% | 0 | 0 | 0 | 0 | 0 | 0 | 0
| 7802 | 1.1333 | 3.228 | 0 | 24.6 | 0 | 24.6 | 1.0014 | 0 | 1.1333 | 4 | 12.6636 | 21.11% | 0 | 0 | 0 | 0 | 0.5 | 0 | 0
| 7803 | 0.022222 | 3.228 | 0 | 24 | 0 | 24 | 1.0035 | 0 | 0.022222 | 3 | 12 | 20% | 0 | 0 | 0 | 0 | 0.02 | 0 | 0
| 7804 | 0.022222 | 3.228 | 0 | 23.4 | 0 | 23.4 | 1.0056 | 0 | 0.022222 | 2 | 12 | 20% | 0 | 0 | 0 | 0 | 0.02 | 0 | 0
| 7805 | 0.022222 | 3.228 | 0 | 23.2 | 0 | 23.2 | 1.0063 | 0 | 0.022222 | 1 | 12 | 20% | 0 | 0 | 0 | 0 | 0.02 | 0 | 0
| 7806 | 0.022222 | 3.228 | 0 | 22.9 | 0 | 22.9 | 1.0073 | 0 | 0.022222 | 0 | 12 | 20% | 0 | 0 | 0 | 0 | 0.02 | 0 | 0
| 7807 | 0.022222 | 3.228 | 11 | 22.7 | 10.6252 | 23.3875 | 1.0056 | 0.2137 | -0.19148 | 0 | 12 | 20% | 0 | 0 | 0 | 0 | 0 | 0 | 0
| 7808 | 0.66667 | 3.228 | 150 | 24.5 | 144.8889 | 33.875 | 0.96894 | 2.8078 | -2.1411 | 0 | 12.1817 | 20.3% | 1 | 1 | 0.8 | 0 | 0 | 0 | 0
| 7809 | 0.77778 | 3.228 | 382 | 26.2 | 368.9837 | 50.075 | 0.91224 | 6.732 | -5.9542 | 0 | 14.2129 | 23.69% | 1 | 0 | 0 | 0 | 0 | 0 | 0
| 7810 | 1.0444 | 3.228 | 596 | 28 | 575.6918 | 65.25 | 0.85913 | 9.8918 | -8.8474 | 0 | 19.8616 | 33.1% | 1 | 0 | 0 | 0 | 0 | 0 | 0
| 7811 | 1.0444 | 3.228 | 749 | 28.6 | 723.4784 | 75.4125 | 0.82356 | 11.9165 | -10.8721 | 0 | 28.2549 | 47.09% | 1 | 0 | 0 | 0.11 | 0 | 0 | 0
| 7812 | 1.6 | 3.228 | 826 | 29.2 | 797.8547 | 80.825 | 0.80461 | 12.8393 | -11.2393 | 0 | 38.4628 | 64.1% | 1 | 0 | 0 | 0.48 | 0 | 0 | 0
| 7813 | 1.3778 | 3.228 | 822 | 29.8 | 793.991 | 81.175 | 0.80339 | 12.7576 | -11.3799 | 0 | 48.6706 | 81.12% | 1 | 0 | 0 | 0.62 | 0 | 0 | 0
| 7814 | 1.1111 | 3.228 | 749 | 30.2 | 723.4784 | 77.0125 | 0.81796 | 11.8355 | -10.7244 | 0 | 58.8784 | 98.13% | 1 | 0 | 0 | 9.54 | 0 | 0 | 0
| 7815 | 1.1111 | 3.228 | 604 | 30.6 | 583.4192 | 68.35 | 0.84828 | 9.898 | -8.7869 | 0 | 60 | 100% | 1 | 0 | 0 | 8.79 | 0 | 0 | 0
| 7816 | 1 | 3.228 | 402 | 31 | 388.3022 | 56.125 | 0.89106 | 6.92 | -5.92 | 0 | 60 | 100% | 0 | 0 | 0 | 5.92 | 0 | 0 | 0
| 7817 | 0.44444 | 3.228 | 172 | 30.2 | 166.1392 | 40.95 | 0.94417 | 3.1373 | -2.6928 | 0 | 60 | 100% | 0 | 0 | 0 | 2.69 | 0 | 0 | 0
| 7818 | 0.44444 | 3.228 | 16 | 29.5 | 15.4548 | 30.5 | 0.98075 | 0.30315 | 0.1413 | 12 | 60 | 100% | 0 | 0 | 0 | 0 | 0 | 0 | 0
| 7819 | 7.7444 | 7.7444 | 0 | 28.7 | 0 | 28.7 | 0.98705 | 0 | 7.7444 | 11 | 59.8511 | 99.75% | 0 | 0 | 0 | 0 | 0 | 0 | 0
| 7820 | 8.9667 | 8.9667 | 0 | 27.8 | 0 | 27.8 | 0.9902 | 0 | 8.9667 | 10 | 51.6877 | 86.15% | 0 | 0 | 0 | 0 | 0 | 0 | 0
| 7821 | 8.9667 | 8.9667 | 0 | 26.9 | 0 | 26.9 | 0.99335 | 0 | 8.9667 | 9 | 42.236 | 70.39% | 0 | 0 | 0 | 0 | 0 | 0 | 0
| 7822 | 8.9667 | 8.9667 | 0 | 26 | 0 | 26 | 0.9965 | 0 | 8.9667 | 8 | 32.7843 | 54.64% | 0 | 0 | 0 | 0 | 0 | 0 | 0
| 7823 | 7.3 | 7.3 | 0 | 25.6 | 0 | 25.6 | 0.9979 | 0 | 7.3 | 7 | 23.3326 | 38.89% | 0 | 0 | 0 | 0 | 0 | 0 | 0
| 7824 | 1.6889 | 3.228 | 0 | 25.1 | 0 | 25.1 | 0.99965 | 0 | 1.6889 | 6 | 15.6377 | 26.06% | 0 | 0 | 0 | 0 | 0 | 0 | 0
| 7825 | 1.1333 | 3.228 | 0 | 24.7 | 0 | 24.7 | 1.001 | 0 | 1.1333 | 5 | 13.8575 | 23.1% | 0 | 0 | 0 | 0 | 0 | 0 | 0
| 7826 | 1.1333 | 3.228 | 0 | 24.4 | 0 | 24.4 | 1.0021 | 0 | 1.1333 | 4 | 12.6628 | 21.1% | 0 | 0 | 0 | 0 | 0.5 | 0 | 0
| 7827 | 0.022222 | 3.228 | 0 | 24 | 0 | 24 | 1.0035 | 0 | 0.022222 | 3 | 12 | 20% | 0 | 0 | 0 | 0 | 0.02 | 0 | 0
| 7828 | 0.022222 | 3.228 | 0 | 23.7 | 0 | 23.7 | 1.0046 | 0 | 0.022222 | 2 | 12 | 20% | 0 | 0 | 0 | 0 | 0.02 | 0 | 0
| 7829 | 0.022222 | 3.228 | 0 | 23 | 0 | 23 | 1.007 | 0 | 0.022222 | 1 | 12 | 20% | 0 | 0 | 0 | 0 | 0.02 | 0 | 0
| 7830 | 0.022222 | 3.228 | 0 | 22.3 | 0 | 22.3 | 1.0094 | 0 | 0.022222 | 0 | 12 | 20% | 0 | 0 | 0 | 0 | 0.02 | 0 | 0
| 7831 | 0.022222 | 3.228 | 10 | 21.6 | 9.6593 | 22.225 | 1.0097 | 0.19506 | -0.17284 | 0 | 12 | 20% | 0 | 0 | 0 | 0 | 0 | 0 | 0
| 7832 | 0.66667 | 3.228 | 134 | 23.3 | 129.4341 | 31.675 | 0.97664 | 2.5282 | -1.8615 | 0 | 12.164 | 20.27% | 1 | 1 | 0.8 | 0 | 0 | 0 | 0
| 7833 | 0.77778 | 3.228 | 335 | 24.9 | 323.5852 | 45.8375 | 0.92707 | 5.9997 | -5.2219 | 0 | 13.93 | 23.22% | 1 | 0 | 0 | 0 | 0 | 0 | 0
| 7834 | 1.0444 | 3.228 | 507 | 26.6 | 489.7244 | 58.2875 | 0.88349 | 8.6534 | -7.6089 | 0 | 18.8839 | 31.47% | 1 | 0 | 0 | 0 | 0 | 0 | 0
| 7835 | 1.0444 | 3.228 | 642 | 27.6 | 620.1244 | 67.725 | 0.85046 | 10.5479 | -9.5034 | 0 | 26.1024 | 43.5% | 1 | 0 | 0 | 0 | 0 | 0 | 0
| 7836 | 1.6 | 3.228 | 715 | 28.6 | 690.637 | 73.2875 | 0.83099 | 11.4783 | -9.8783 | 0 | 35.1181 | 58.53% | 1 | 0 | 0 | 0 | 0 | 0 | 0
| 7837 | 1.3778 | 3.228 | 719 | 29.6 | 694.5007 | 74.5375 | 0.82662 | 11.4817 | -10.104 | 0 | 44.4895 | 74.15% | 1 | 0 | 0 | 0 | 0 | 0 | 0
| 7838 | 1.1111 | 3.228 | 632 | 29.6 | 610.4651 | 69.1 | 0.84565 | 10.3248 | -9.2137 | 0 | 54.075 | 90.12% | 1 | 0 | 0 | 2.97 | 0 | 0 | 0
| 7839 | 1.1111 | 3.228 | 488 | 29.6 | 471.3718 | 60.1 | 0.87715 | 8.2693 | -7.1582 | 0 | 60 | 100% | 1 | 0 | 0 | 7.16 | 0 | 0 | 0
| 7840 | 1 | 3.228 | 308 | 29.6 | 297.5052 | 48.85 | 0.91653 | 5.4534 | -4.4534 | 0 | 60 | 100% | 0 | 0 | 0 | 4.45 | 0 | 0 | 0
| 7841 | 0.44444 | 3.228 | 126 | 28.8 | 121.7067 | 36.675 | 0.95914 | 2.3347 | -1.8902 | 0 | 60 | 100% | 0 | 0 | 0 | 1.89 | 0 | 0 | 0
| 7842 | 0.44444 | 3.228 | 11 | 28.1 | 10.6252 | 28.7875 | 0.98674 | 0.20969 | 0.23476 | 12 | 60 | 100% | 0 | 0 | 0 | 0 | 0 | 0 | 0
| 7843 | 7.7444 | 7.7444 | 0 | 27.3 | 0 | 27.3 | 0.99195 | 0 | 7.7444 | 11 | 59.7525 | 99.59% | 0 | 0 | 0 | 0 | 0 | 0 | 0
| 7844 | 8.9667 | 8.9667 | 0 | 26.9 | 0 | 26.9 | 0.99335 | 0 | 8.9667 | 10 | 51.5892 | 85.98% | 0 | 0 | 0 | 0 | 0 | 0 | 0
| 7845 | 8.9667 | 8.9667 | 0 | 26.4 | 0 | 26.4 | 0.9951 | 0 | 8.9667 | 9 | 42.1375 | 70.23% | 0 | 0 | 0 | 0 | 0 | 0 | 0
| 7846 | 8.9667 | 8.9667 | 0 | 26 | 0 | 26 | 0.9965 | 0 | 8.9667 | 8 | 32.6858 | 54.48% | 0 | 0 | 0 | 0 | 0 | 0 | 0
| 7847 | 7.3 | 7.3 | 0 | 25.3 | 0 | 25.3 | 0.99895 | 0 | 7.3 | 7 | 23.2341 | 38.72% | 0 | 0 | 0 | 0 | 0 | 0 | 0
| 7848 | 1.6889 | 3.228 | 0 | 24.7 | 0 | 24.7 | 1.001 | 0 | 1.6889 | 6 | 15.5392 | 25.9% | 0 | 0 | 0 | 0 | 0 | 0 | 0
| 7849 | 1.1333 | 3.228 | 0 | 24 | 0 | 24 | 1.0035 | 0 | 1.1333 | 5 | 13.759 | 22.93% | 0 | 0 | 0 | 0 | 0 | 0 | 0
| 7850 | 1.1333 | 3.228 | 0 | 23.4 | 0 | 23.4 | 1.0056 | 0 | 1.1333 | 4 | 12.5643 | 20.94% | 0 | 0 | 0 | 0 | 0.6 | 0 | 0
| 7851 | 0.022222 | 3.228 | 0 | 22.9 | 0 | 22.9 | 1.0073 | 0 | 0.022222 | 3 | 12 | 20% | 0 | 0 | 0 | 0 | 0.02 | 0 | 0
| 7852 | 0.022222 | 3.228 | 0 | 22.3 | 0 | 22.3 | 1.0094 | 0 | 0.022222 | 2 | 12 | 20% | 0 | 0 | 0 | 0 | 0.02 | 0 | 0
| 7853 | 0.022222 | 3.228 | 0 | 22.9 | 0 | 22.9 | 1.0073 | 0 | 0.022222 | 1 | 12 | 20% | 0 | 0 | 0 | 0 | 0.02 | 0 | 0
| 7854 | 0.022222 | 3.228 | 0 | 23.5 | 0 | 23.5 | 1.0052 | 0 | 0.022222 | 0 | 12 | 20% | 0 | 0 | 0 | 0 | 0.02 | 0 | 0
| 7855 | 0.022222 | 3.228 | 10 | 24.2 | 9.6593 | 24.825 | 1.0006 | 0.1933 | -0.17108 | 0 | 12 | 20% | 0 | 0 | 0 | 0 | 0 | 0 | 0
| 7856 | 0.66667 | 3.228 | 142 | 24.8 | 137.1615 | 33.675 | 0.96964 | 2.6599 | -1.9933 | 0 | 12.1623 | 20.27% | 1 | 1 | 0.8 | 0 | 0 | 0 | 0
| 7857 | 0.77778 | 3.228 | 367 | 25.4 | 354.4948 | 48.3375 | 0.91832 | 6.5108 | -5.733 | 0 | 14.0533 | 23.42% | 1 | 0 | 0 | 0 | 0 | 0 | 0
| 7858 | 1.0444 | 3.228 | 576 | 26 | 556.3733 | 62 | 0.8705 | 9.6865 | -8.642 | 0 | 19.4921 | 32.49% | 1 | 0 | 0 | 0 | 0 | 0 | 0
| 7859 | 1.0444 | 3.228 | 731 | 26.9 | 706.0918 | 72.5875 | 0.83344 | 11.7698 | -10.7253 | 0 | 27.6906 | 46.15% | 1 | 0 | 0 | 0 | 0 | 0 | 0
| 7860 | 1.6 | 3.228 | 814 | 27.7 | 786.2636 | 78.575 | 0.81249 | 12.7766 | -11.1766 | 0 | 37.8656 | 63.11% | 1 | 0 | 0 | 0.42 | 0 | 0 | 0
| 7861 | 1.3778 | 3.228 | 820 | 28.6 | 792.0592 | 79.85 | 0.80802 | 12.8001 | -11.4223 | 0 | 48.0734 | 80.12% | 1 | 0 | 0 | 0.66 | 0 | 0 | 0
| 7862 | 1.1111 | 3.228 | 727 | 29.3 | 702.2281 | 74.7375 | 0.82592 | 11.5997 | -10.4886 | 0 | 58.2812 | 97.14% | 1 | 0 | 0 | 8.68 | 0 | 0 | 0
| 7863 | 1.1111 | 3.228 | 563 | 29.9 | 543.8162 | 65.0875 | 0.85969 | 9.3503 | -8.2392 | 0 | 60 | 100% | 1 | 0 | 0 | 8.24 | 0 | 0 | 0
| 7864 | 1 | 3.228 | 353 | 30.6 | 340.9718 | 52.6625 | 0.90318 | 6.1592 | -5.1592 | 0 | 60 | 100% | 0 | 0 | 0 | 5.16 | 0 | 0 | 0
| 7865 | 0.44444 | 3.228 | 153 | 29.6 | 147.7867 | 39.1625 | 0.95043 | 2.8092 | -2.3648 | 0 | 60 | 100% | 0 | 0 | 0 | 2.36 | 0 | 0 | 0
| 7866 | 0.44444 | 3.228 | 15 | 28.6 | 14.4889 | 29.5375 | 0.98412 | 0.28518 | 0.15927 | 12 | 60 | 100% | 0 | 0 | 0 | 0 | 0 | 0 | 0
| 7867 | 7.7444 | 7.7444 | 0 | 27.6 | 0 | 27.6 | 0.9909 | 0 | 7.7444 | 11 | 59.8321 | 99.72% | 0 | 0 | 0 | 0 | 0 | 0 | 0
| 7868 | 8.9667 | 8.9667 | 0 | 26.9 | 0 | 26.9 | 0.99335 | 0 | 8.9667 | 10 | 51.6688 | 86.11% | 0 | 0 | 0 | 0 | 0 | 0 | 0
| 7869 | 8.9667 | 8.9667 | 0 | 26.3 | 0 | 26.3 | 0.99545 | 0 | 8.9667 | 9 | 42.2171 | 70.36% | 0 | 0 | 0 | 0 | 0 | 0 | 0
| 7870 | 8.9667 | 8.9667 | 0 | 25.6 | 0 | 25.6 | 0.9979 | 0 | 8.9667 | 8 | 32.7654 | 54.61% | 0 | 0 | 0 | 0 | 0 | 0 | 0
| 7871 | 7.3 | 7.3 | 0 | 25.3 | 0 | 25.3 | 0.99895 | 0 | 7.3 | 7 | 23.3137 | 38.86% | 0 | 0 | 0 | 0 | 0 | 0 | 0
| 7872 | 1.6889 | 3.228 | 0 | 25.1 | 0 | 25.1 | 0.99965 | 0 | 1.6889 | 6 | 15.6188 | 26.03% | 0 | 0 | 0 | 0 | 0 | 0 | 0
| 7873 | 1.1333 | 3.228 | 0 | 24.8 | 0 | 24.8 | 1.0007 | 0 | 1.1333 | 5 | 13.8385 | 23.06% | 0 | 0 | 0 | 0 | 0 | 0 | 0
| 7874 | 1.1333 | 3.228 | 0 | 24.2 | 0 | 24.2 | 1.0028 | 0 | 1.1333 | 4 | 12.6439 | 21.07% | 0 | 0 | 0 | 0 | 0.52 | 0 | 0
| 7875 | 0.022222 | 3.228 | 0 | 23.6 | 0 | 23.6 | 1.0049 | 0 | 0.022222 | 3 | 12 | 20% | 0 | 0 | 0 | 0 | 0.02 | 0 | 0
| 7876 | 0.022222 | 3.228 | 0 | 23 | 0 | 23 | 1.007 | 0 | 0.022222 | 2 | 12 | 20% | 0 | 0 | 0 | 0 | 0.02 | 0 | 0
| 7877 | 0.022222 | 3.228 | 0 | 22.6 | 0 | 22.6 | 1.0084 | 0 | 0.022222 | 1 | 12 | 20% | 0 | 0 | 0 | 0 | 0.02 | 0 | 0
| 7878 | 0.022222 | 3.228 | 0 | 22.2 | 0 | 22.2 | 1.0098 | 0 | 0.022222 | 0 | 12 | 20% | 0 | 0 | 0 | 0 | 0.02 | 0 | 0
| 7879 | 0.022222 | 3.228 | 9 | 21.8 | 8.6933 | 22.3625 | 1.0092 | 0.17547 | -0.15325 | 0 | 12 | 20% | 0 | 0 | 0 | 0 | 0 | 0 | 0
| 7880 | 0.66667 | 3.228 | 127 | 23.4 | 122.6726 | 31.3375 | 0.97782 | 2.399 | -1.7324 | 0 | 12.1454 | 20.24% | 1 | 1 | 0.8 | 0 | 0 | 0 | 0
| 7881 | 0.77778 | 3.228 | 340 | 24.9 | 328.4148 | 46.15 | 0.92597 | 6.0821 | -5.3043 | 0 | 13.7889 | 22.98% | 1 | 0 | 0 | 0 | 0 | 0 | 0
| 7882 | 1.0444 | 3.228 | 547 | 26.5 | 528.3614 | 60.6875 | 0.87509 | 9.2473 | -8.2029 | 0 | 18.821 | 31.37% | 1 | 0 | 0 | 0 | 0 | 0 | 0
| 7883 | 1.0444 | 3.228 | 708 | 27.7 | 683.8755 | 71.95 | 0.83567 | 11.43 | -10.3855 | 0 | 26.6029 | 44.34% | 1 | 0 | 0 | 0 | 0 | 0 | 0
| 7884 | 1.6 | 3.228 | 802 | 29 | 774.6725 | 79.125 | 0.81056 | 12.5584 | -10.9584 | 0 | 36.4554 | 60.76% | 1 | 0 | 0 | 0.2 | 0 | 0 | 0
| 7885 | 1.3778 | 3.228 | 819 | 30.2 | 791.0933 | 81.3875 | 0.80264 | 12.6993 | -11.3215 | 0 | 46.6633 | 77.77% | 1 | 0 | 0 | 0.56 | 0 | 0 | 0
| 7886 | 1.1111 | 3.228 | 725 | 30.1 | 700.2962 | 75.4125 | 0.82356 | 11.5347 | -10.4236 | 0 | 56.8711 | 94.79% | 1 | 0 | 0 | 7.13 | 0 | 0 | 0
| 7887 | 1.1111 | 3.228 | 561 | 29.9 | 541.8844 | 64.9625 | 0.86013 | 9.3218 | -8.2107 | 0 | 60 | 100% | 1 | 0 | 0 | 8.21 | 0 | 0 | 0
| 7888 | 1 | 3.228 | 351 | 29.8 | 339.04 | 51.7375 | 0.90642 | 6.1462 | -5.1462 | 0 | 60 | 100% | 0 | 0 | 0 | 5.15 | 0 | 0 | 0
| 7889 | 0.44444 | 3.228 | 153 | 28.8 | 147.7867 | 38.3625 | 0.95323 | 2.8175 | -2.3731 | 0 | 60 | 100% | 0 | 0 | 0 | 2.37 | 0 | 0 | 0
| 7890 | 0.44444 | 3.228 | 15 | 27.8 | 14.4889 | 28.7375 | 0.98692 | 0.28599 | 0.15846 | 12 | 60 | 100% | 0 | 0 | 0 | 0 | 0 | 0 | 0
| 7891 | 7.7444 | 7.7444 | 0 | 26.8 | 0 | 26.8 | 0.9937 | 0 | 7.7444 | 11 | 59.833 | 99.72% | 0 | 0 | 0 | 0 | 0 | 0 | 0
| 7892 | 8.9667 | 8.9667 | 0 | 26.3 | 0 | 26.3 | 0.99545 | 0 | 8.9667 | 10 | 51.6696 | 86.12% | 0 | 0 | 0 | 0 | 0 | 0 | 0
| 7893 | 8.9667 | 8.9667 | 0 | 25.9 | 0 | 25.9 | 0.99685 | 0 | 8.9667 | 9 | 42.2179 | 70.36% | 0 | 0 | 0 | 0 | 0 | 0 | 0
| 7894 | 8.9667 | 8.9667 | 0 | 25.4 | 0 | 25.4 | 0.9986 | 0 | 8.9667 | 8 | 32.7662 | 54.61% | 0 | 0 | 0 | 0 | 0 | 0 | 0
| 7895 | 7.3 | 7.3 | 0 | 24.7 | 0 | 24.7 | 1.001 | 0 | 7.3 | 7 | 23.3145 | 38.86% | 0 | 0 | 0 | 0 | 0 | 0 | 0
| 7896 | 1.6889 | 3.228 | 0 | 24 | 0 | 24 | 1.0035 | 0 | 1.6889 | 6 | 15.6196 | 26.03% | 0 | 0 | 0 | 0 | 0 | 0 | 0
| 7897 | 1.1333 | 3.228 | 0 | 23.3 | 0 | 23.3 | 1.0059 | 0 | 1.1333 | 5 | 13.8394 | 23.07% | 0 | 0 | 0 | 0 | 0 | 0 | 0
| 7898 | 1.1333 | 3.228 | 0 | 22.8 | 0 | 22.8 | 1.0077 | 0 | 1.1333 | 4 | 12.6448 | 21.07% | 0 | 0 | 0 | 0 | 0.52 | 0 | 0
| 7899 | 0.022222 | 3.228 | 0 | 22.3 | 0 | 22.3 | 1.0094 | 0 | 0.022222 | 3 | 12 | 20% | 0 | 0 | 0 | 0 | 0.02 | 0 | 0
| 7900 | 0.022222 | 3.228 | 0 | 21.8 | 0 | 21.8 | 1.0112 | 0 | 0.022222 | 2 | 12 | 20% | 0 | 0 | 0 | 0 | 0.02 | 0 | 0
| 7901 | 0.022222 | 3.228 | 0 | 21 | 0 | 21 | 1.014 | 0 | 0.022222 | 1 | 12 | 20% | 0 | 0 | 0 | 0 | 0.02 | 0 | 0
| 7902 | 0.022222 | 3.228 | 0 | 21.2 | 0 | 21.2 | 1.0133 | 0 | 0.022222 | 0 | 12 | 20% | 0 | 0 | 0 | 0 | 0.02 | 0 | 0
| 7903 | 0.022222 | 3.228 | 10 | 21.5 | 9.6593 | 22.125 | 1.0101 | 0.19513 | -0.17291 | 0 | 12 | 20% | 0 | 0 | 0 | 0 | 0 | 0 | 0
| 7904 | 0.66667 | 3.228 | 137 | 23.5 | 132.3318 | 32.0625 | 0.97528 | 2.5812 | -1.9145 | 0 | 12.164 | 20.27% | 1 | 1 | 0.8 | 0 | 0 | 0 | 0
| 7905 | 0.77778 | 3.228 | 361 | 25.6 | 348.6992 | 48.1625 | 0.91893 | 6.4086 | -5.6308 | 0 | 13.9803 | 23.3% | 1 | 0 | 0 | 0 | 0 | 0 | 0
| 7906 | 1.0444 | 3.228 | 569 | 27.6 | 549.6118 | 63.1625 | 0.86643 | 9.524 | -8.4796 | 0 | 19.3222 | 32.2% | 1 | 0 | 0 | 0 | 0 | 0 | 0
| 7907 | 1.0444 | 3.228 | 723 | 28.7 | 698.3644 | 73.8875 | 0.82889 | 11.5774 | -10.533 | 0 | 27.3666 | 45.61% | 1 | 0 | 0 | 0 | 0 | 0 | 0
| 7908 | 1.6 | 3.228 | 807 | 29.7 | 779.5021 | 80.1375 | 0.80702 | 12.5815 | -10.9815 | 0 | 37.3591 | 62.27% | 1 | 0 | 0 | 0.22 | 0 | 0 | 0
| 7909 | 1.3778 | 3.228 | 813 | 30.8 | 785.2977 | 81.6125 | 0.80186 | 12.5939 | -11.2161 | 0 | 47.5669 | 79.28% | 1 | 0 | 0 | 0.46 | 0 | 0 | 0
| 7910 | 1.1111 | 3.228 | 742 | 30.7 | 716.717 | 77.075 | 0.81774 | 11.7217 | -10.6106 | 0 | 57.7747 | 96.29% | 1 | 0 | 0 | 8.26 | 0 | 0 | 0
| 7911 | 1.1111 | 3.228 | 600 | 30.7 | 579.5555 | 68.2 | 0.8488 | 9.8385 | -8.7274 | 0 | 60 | 100% | 1 | 0 | 0 | 8.73 | 0 | 0 | 0
| 7912 | 1 | 3.228 | 399 | 30.6 | 385.4044 | 55.5375 | 0.89312 | 6.8842 | -5.8842 | 0 | 60 | 100% | 0 | 0 | 0 | 5.88 | 0 | 0 | 0
| 7913 | 0.44444 | 3.228 | 173 | 29.5 | 167.1052 | 40.3125 | 0.94641 | 3.163 | -2.7185 | 0 | 60 | 100% | 0 | 0 | 0 | 2.72 | 0 | 0 | 0
| 7914 | 0.44444 | 3.228 | 17 | 28.3 | 16.4207 | 29.3625 | 0.98473 | 0.3234 | 0.12104 | 12 | 60 | 100% | 0 | 0 | 0 | 0 | 0 | 0 | 0
| 7915 | 7.7444 | 7.7444 | 0 | 27.2 | 0 | 27.2 | 0.9923 | 0 | 7.7444 | 11 | 59.8724 | 99.79% | 0 | 0 | 0 | 0 | 0 | 0 | 0
| 7916 | 8.9667 | 8.9667 | 0 | 26.5 | 0 | 26.5 | 0.99475 | 0 | 8.9667 | 10 | 51.709 | 86.18% | 0 | 0 | 0 | 0 | 0 | 0 | 0
| 7917 | 8.9667 | 8.9667 | 0 | 25.8 | 0 | 25.8 | 0.9972 | 0 | 8.9667 | 9 | 42.2574 | 70.43% | 0 | 0 | 0 | 0 | 0 | 0 | 0
| 7918 | 8.9667 | 8.9667 | 0 | 25.1 | 0 | 25.1 | 0.99965 | 0 | 8.9667 | 8 | 32.8057 | 54.68% | 0 | 0 | 0 | 0 | 0 | 0 | 0
| 7919 | 7.3 | 7.3 | 0 | 24.8 | 0 | 24.8 | 1.0007 | 0 | 7.3 | 7 | 23.354 | 38.92% | 0 | 0 | 0 | 0 | 0 | 0 | 0
| 7920 | 1.6889 | 3.228 | 0 | 24.4 | 0 | 24.4 | 1.0021 | 0 | 1.6889 | 6 | 15.6591 | 26.1% | 0 | 0 | 0 | 0 | 0 | 0 | 0
| 7921 | 1.1333 | 3.228 | 0 | 24.1 | 0 | 24.1 | 1.0031 | 0 | 1.1333 | 5 | 13.8788 | 23.13% | 0 | 0 | 0 | 0 | 0 | 0 | 0
| 7922 | 1.1333 | 3.228 | 0 | 23.7 | 0 | 23.7 | 1.0046 | 0 | 1.1333 | 4 | 12.6842 | 21.14% | 0 | 0 | 0 | 0 | 0.48 | 0 | 0
| 7923 | 0.022222 | 3.228 | 0 | 23.4 | 0 | 23.4 | 1.0056 | 0 | 0.022222 | 3 | 12 | 20% | 0 | 0 | 0 | 0 | 0.02 | 0 | 0
| 7924 | 0.022222 | 3.228 | 0 | 23 | 0 | 23 | 1.007 | 0 | 0.022222 | 2 | 12 | 20% | 0 | 0 | 0 | 0 | 0.02 | 0 | 0
| 7925 | 0.022222 | 3.228 | 0 | 23 | 0 | 23 | 1.007 | 0 | 0.022222 | 1 | 12 | 20% | 0 | 0 | 0 | 0 | 0.02 | 0 | 0
| 7926 | 0.022222 | 3.228 | 0 | 22.9 | 0 | 22.9 | 1.0073 | 0 | 0.022222 | 0 | 12 | 20% | 0 | 0 | 0 | 0 | 0.02 | 0 | 0
| 7927 | 0.022222 | 3.228 | 8 | 22.9 | 7.7274 | 23.4 | 1.0056 | 0.15541 | -0.13319 | 0 | 12 | 20% | 0 | 0 | 0 | 0 | 0 | 0 | 0
| 7928 | 0.66667 | 3.228 | 122 | 24.6 | 117.843 | 32.225 | 0.97471 | 2.2973 | -1.6306 | 0 | 12.1264 | 20.21% | 1 | 1 | 0.8 | 0 | 0 | 0 | 0
| 7929 | 0.77778 | 3.228 | 333 | 26.2 | 321.6533 | 47.0125 | 0.92296 | 5.9374 | -5.1597 | 0 | 13.6733 | 22.79% | 1 | 0 | 0 | 0 | 0 | 0 | 0
| 7930 | 1.0444 | 3.228 | 539 | 27.9 | 520.634 | 61.5875 | 0.87194 | 9.0793 | -8.0348 | 0 | 18.5682 | 30.95% | 1 | 0 | 0 | 0 | 0 | 0 | 0
| 7931 | 1.0444 | 3.228 | 700 | 29.2 | 676.1481 | 72.95 | 0.83217 | 11.2535 | -10.209 | 0 | 26.1907 | 43.65% | 1 | 0 | 0 | 0 | 0 | 0 | 0
| 7932 | 1.6 | 3.228 | 794 | 30.6 | 766.9451 | 80.225 | 0.80671 | 12.3741 | -10.7741 | 0 | 35.8758 | 59.79% | 1 | 0 | 0 | 0.01 | 0 | 0 | 0
| 7933 | 1.3778 | 3.228 | 812 | 31.9 | 784.3318 | 82.65 | 0.79822 | 12.5215 | -11.1437 | 0 | 46.0836 | 76.81% | 1 | 0 | 0 | 0.38 | 0 | 0 | 0
| 7934 | 1.1111 | 3.228 | 731 | 32 | 706.0918 | 77.6875 | 0.81559 | 11.5177 | -10.4066 | 0 | 56.2915 | 93.82% | 1 | 0 | 0 | 6.5 | 0 | 0 | 0
| 7935 | 1.1111 | 3.228 | 581 | 32 | 561.2029 | 68.3125 | 0.84841 | 9.5226 | -8.4114 | 0 | 60 | 100% | 1 | 0 | 0 | 8.41 | 0 | 0 | 0
| 7936 | 1 | 3.228 | 379 | 32.1 | 366.0859 | 55.7875 | 0.89224 | 6.5328 | -5.5328 | 0 | 60 | 100% | 0 | 0 | 0 | 5.53 | 0 | 0 | 0
| 7937 | 0.44444 | 3.228 | 165 | 31 | 159.3778 | 41.3125 | 0.94291 | 3.0056 | -2.5611 | 0 | 60 | 100% | 0 | 0 | 0 | 2.56 | 0 | 0 | 0
| 7938 | 0.44444 | 3.228 | 16 | 29.8 | 15.4548 | 30.8 | 0.9797 | 0.30282 | 0.14162 | 12 | 60 | 100% | 0 | 0 | 0 | 0 | 0 | 0 | 0
| 7939 | 7.7444 | 7.7444 | 0 | 28.7 | 0 | 28.7 | 0.98705 | 0 | 7.7444 | 11 | 59.8507 | 99.75% | 0 | 0 | 0 | 0 | 0 | 0 | 0
| 7940 | 8.9667 | 8.9667 | 0 | 28.1 | 0 | 28.1 | 0.98915 | 0 | 8.9667 | 10 | 51.6874 | 86.15% | 0 | 0 | 0 | 0 | 0 | 0 | 0
| 7941 | 8.9667 | 8.9667 | 0 | 27.4 | 0 | 27.4 | 0.9916 | 0 | 8.9667 | 9 | 42.2357 | 70.39% | 0 | 0 | 0 | 0 | 0 | 0 | 0
| 7942 | 8.9667 | 8.9667 | 0 | 26.8 | 0 | 26.8 | 0.9937 | 0 | 8.9667 | 8 | 32.784 | 54.64% | 0 | 0 | 0 | 0 | 0 | 0 | 0
| 7943 | 7.3 | 7.3 | 0 | 26.3 | 0 | 26.3 | 0.99545 | 0 | 7.3 | 7 | 23.3323 | 38.89% | 0 | 0 | 0 | 0 | 0 | 0 | 0
| 7944 | 1.6889 | 3.228 | 0 | 25.7 | 0 | 25.7 | 0.99755 | 0 | 1.6889 | 6 | 15.6374 | 26.06% | 0 | 0 | 0 | 0 | 0 | 0 | 0
| 7945 | 1.1333 | 3.228 | 0 | 25.2 | 0 | 25.2 | 0.9993 | 0 | 1.1333 | 5 | 13.8571 | 23.1% | 0 | 0 | 0 | 0 | 0 | 0 | 0
| 7946 | 1.1333 | 3.228 | 0 | 24.9 | 0 | 24.9 | 1.0004 | 0 | 1.1333 | 4 | 12.6625 | 21.1% | 0 | 0 | 0 | 0 | 0.5 | 0 | 0
| 7947 | 0.022222 | 3.228 | 0 | 24.6 | 0 | 24.6 | 1.0014 | 0 | 0.022222 | 3 | 12 | 20% | 0 | 0 | 0 | 0 | 0.02 | 0 | 0
| 7948 | 0.022222 | 3.228 | 0 | 24.4 | 0 | 24.4 | 1.0021 | 0 | 0.022222 | 2 | 12 | 20% | 0 | 0 | 0 | 0 | 0.02 | 0 | 0
| 7949 | 0.022222 | 3.228 | 0 | 24.2 | 0 | 24.2 | 1.0028 | 0 | 0.022222 | 1 | 12 | 20% | 0 | 0 | 0 | 0 | 0.02 | 0 | 0
| 7950 | 0.022222 | 3.228 | 0 | 24.1 | 0 | 24.1 | 1.0031 | 0 | 0.022222 | 0 | 12 | 20% | 0 | 0 | 0 | 0 | 0.02 | 0 | 0
| 7951 | 0.022222 | 3.228 | 9 | 23.9 | 8.6933 | 24.4625 | 1.0019 | 0.17419 | -0.15197 | 0 | 12 | 20% | 0 | 0 | 0 | 0 | 0 | 0 | 0
| 7952 | 0.66667 | 3.228 | 129 | 25.8 | 124.6044 | 33.8625 | 0.96898 | 2.4148 | -1.7481 | 0 | 12.1442 | 20.24% | 1 | 1 | 0.8 | 0 | 0 | 0 | 0
| 7953 | 0.77778 | 3.228 | 349 | 27.6 | 337.1081 | 49.4125 | 0.91456 | 6.1661 | -5.3883 | 0 | 13.8026 | 23% | 1 | 0 | 0 | 0 | 0 | 0 | 0
| 7954 | 1.0444 | 3.228 | 560 | 29.5 | 540.9185 | 64.5 | 0.86175 | 9.3227 | -8.2783 | 0 | 18.9144 | 31.52% | 1 | 0 | 0 | 0 | 0 | 0 | 0
| 7955 | 1.0444 | 3.228 | 693 | 30.6 | 669.3866 | 73.9125 | 0.82881 | 11.0958 | -10.0514 | 0 | 26.7679 | 44.61% | 1 | 0 | 0 | 0 | 0 | 0 | 0
| 7956 | 1.6 | 3.228 | 743 | 31.7 | 717.6829 | 78.1375 | 0.81402 | 11.6841 | -10.0841 | 0 | 36.3034 | 60.51% | 1 | 0 | 0 | 0 | 0 | 0 | 0
| 7957 | 1.3778 | 3.228 | 707 | 32.8 | 682.9096 | 76.9875 | 0.81804 | 11.173 | -9.7952 | 0 | 45.8701 | 76.45% | 1 | 0 | 0 | 0 | 0 | 0 | 0
| 7958 | 1.1111 | 3.228 | 646 | 32.5 | 623.9881 | 72.875 | 0.83244 | 10.3886 | -9.2775 | 0 | 55.1627 | 91.94% | 1 | 0 | 0 | 4.18 | 0 | 0 | 0
| 7959 | 1.1111 | 3.228 | 522 | 32.2 | 504.2133 | 64.825 | 0.86061 | 8.6786 | -7.5675 | 0 | 60 | 100% | 1 | 0 | 0 | 7.57 | 0 | 0 | 0
| 7960 | 1 | 3.228 | 348 | 31.9 | 336.1422 | 53.65 | 0.89972 | 6.0487 | -5.0487 | 0 | 60 | 100% | 0 | 0 | 0 | 5.05 | 0 | 0 | 0
| 7961 | 0.44444 | 3.228 | 157 | 31.1 | 151.6504 | 40.9125 | 0.94431 | 2.8641 | -2.4196 | 0 | 60 | 100% | 0 | 0 | 0 | 2.42 | 0 | 0 | 0
| 7962 | 0.44444 | 3.228 | 16 | 30.4 | 15.4548 | 31.4 | 0.9776 | 0.30217 | 0.14227 | 12 | 60 | 100% | 0 | 0 | 0 | 0 | 0 | 0 | 0
| 7963 | 7.7444 | 7.7444 | 0 | 29.6 | 0 | 29.6 | 0.9839 | 0 | 7.7444 | 11 | 59.85 | 99.75% | 0 | 0 | 0 | 0 | 0 | 0 | 0
| 7964 | 8.9667 | 8.9667 | 0 | 28.7 | 0 | 28.7 | 0.98705 | 0 | 8.9667 | 10 | 51.6867 | 86.14% | 0 | 0 | 0 | 0 | 0 | 0 | 0
| 7965 | 8.9667 | 8.9667 | 0 | 27.9 | 0 | 27.9 | 0.98985 | 0 | 8.9667 | 9 | 42.235 | 70.39% | 0 | 0 | 0 | 0 | 0 | 0 | 0
| 7966 | 8.9667 | 8.9667 | 0 | 27 | 0 | 27 | 0.993 | 0 | 8.9667 | 8 | 32.7833 | 54.64% | 0 | 0 | 0 | 0 | 0 | 0 | 0
| 7967 | 7.3 | 7.3 | 0 | 26.2 | 0 | 26.2 | 0.9958 | 0 | 7.3 | 7 | 23.3316 | 38.89% | 0 | 0 | 0 | 0 | 0 | 0 | 0
| 7968 | 1.6889 | 3.228 | 0 | 25.4 | 0 | 25.4 | 0.9986 | 0 | 1.6889 | 6 | 15.6367 | 26.06% | 0 | 0 | 0 | 0 | 0 | 0 | 0
| 7969 | 1.1333 | 3.228 | 0 | 24.6 | 0 | 24.6 | 1.0014 | 0 | 1.1333 | 5 | 13.8565 | 23.09% | 0 | 0 | 0 | 0 | 0 | 0 | 0
| 7970 | 1.1333 | 3.228 | 0 | 24.4 | 0 | 24.4 | 1.0021 | 0 | 1.1333 | 4 | 12.6618 | 21.1% | 0 | 0 | 0 | 0 | 0.51 | 0 | 0
| 7971 | 0.022222 | 3.228 | 0 | 24.2 | 0 | 24.2 | 1.0028 | 0 | 0.022222 | 3 | 12 | 20% | 0 | 0 | 0 | 0 | 0.02 | 0 | 0
| 7972 | 0.022222 | 3.228 | 0 | 24 | 0 | 24 | 1.0035 | 0 | 0.022222 | 2 | 12 | 20% | 0 | 0 | 0 | 0 | 0.02 | 0 | 0
| 7973 | 0.022222 | 3.228 | 0 | 23.7 | 0 | 23.7 | 1.0046 | 0 | 0.022222 | 1 | 12 | 20% | 0 | 0 | 0 | 0 | 0.02 | 0 | 0
| 7974 | 0.022222 | 3.228 | 0 | 23.3 | 0 | 23.3 | 1.0059 | 0 | 0.022222 | 0 | 12 | 20% | 0 | 0 | 0 | 0 | 0.02 | 0 | 0
| 7975 | 0.022222 | 3.228 | 5 | 23 | 4.8296 | 23.3125 | 1.0059 | 0.097163 | -0.074941 | 0 | 12 | 20% | 0 | 0 | 0 | 0 | 0 | 0 | 0
| 7976 | 0.66667 | 3.228 | 80 | 23.5 | 77.2741 | 28.5 | 0.98775 | 1.5265 | -0.85988 | 0 | 12.0711 | 20.12% | 1 | 1 | 0.8 | 0 | 0 | 0 | 0
| 7977 | 0.77778 | 3.228 | 216 | 24 | 208.64 | 37.5 | 0.95625 | 3.9902 | -3.2125 | 0 | 12.8869 | 21.48% | 1 | 0 | 0 | 0 | 0 | 0 | 0
| 7978 | 1.0444 | 3.228 | 345 | 24 | 333.2444 | 45.5625 | 0.92803 | 6.1852 | -5.1408 | 0 | 15.9345 | 26.56% | 1 | 0 | 0 | 0 | 0 | 0 | 0
| 7979 | 1.0444 | 3.228 | 549 | 25.4 | 530.2933 | 59.7125 | 0.87851 | 9.3173 | -8.2729 | 0 | 20.8114 | 34.69% | 1 | 0 | 0 | 0 | 0 | 0 | 0
| 7980 | 1.6 | 3.228 | 703 | 26.7 | 679.0459 | 70.6375 | 0.84027 | 11.4116 | -9.8116 | 0 | 28.6598 | 47.77% | 1 | 0 | 0 | 0 | 0 | 0 | 0
| 7981 | 1.3778 | 3.228 | 772 | 28.1 | 745.6947 | 76.35 | 0.82027 | 12.2335 | -10.8557 | 0 | 37.9679 | 63.28% | 1 | 0 | 0 | 0.1 | 0 | 0 | 0
| 7982 | 1.1111 | 3.228 | 719 | 28.5 | 694.5007 | 73.4375 | 0.83047 | 11.5352 | -10.4241 | 0 | 48.1757 | 80.29% | 1 | 0 | 0 | 0 | 0 | 0 | 0
| 7983 | 1.1111 | 3.228 | 590 | 28.9 | 569.8962 | 65.775 | 0.85729 | 9.7713 | -8.6602 | 0 | 58.0649 | 96.77% | 1 | 0 | 0 | 6.62 | 0 | 0 | 0
| 7984 | 1 | 3.228 | 398 | 29.3 | 384.4385 | 54.175 | 0.89789 | 6.9037 | -5.9037 | 0 | 60 | 100% | 1 | 0 | 0 | 5.9 | 0 | 0 | 0
| 7985 | 0.44444 | 3.228 | 174 | 28.4 | 168.0711 | 39.275 | 0.95004 | 3.1935 | -2.749 | 0 | 60 | 100% | 0 | 0 | 0 | 2.75 | 0 | 0 | 0
| 7986 | 0.44444 | 3.228 | 17 | 27.5 | 16.4207 | 28.5625 | 0.98753 | 0.32432 | 0.12012 | 12 | 60 | 100% | 0 | 0 | 0 | 0 | 0 | 0 | 0
| 7987 | 7.7444 | 7.7444 | 0 | 26.6 | 0 | 26.6 | 0.9944 | 0 | 7.7444 | 11 | 59.8734 | 99.79% | 0 | 0 | 0 | 0 | 0 | 0 | 0
| 7988 | 8.9667 | 8.9667 | 0 | 25.9 | 0 | 25.9 | 0.99685 | 0 | 8.9667 | 10 | 51.71 | 86.18% | 0 | 0 | 0 | 0 | 0 | 0 | 0
| 7989 | 8.9667 | 8.9667 | 0 | 25.2 | 0 | 25.2 | 0.9993 | 0 | 8.9667 | 9 | 42.2583 | 70.43% | 0 | 0 | 0 | 0 | 0 | 0 | 0
| 7990 | 8.9667 | 8.9667 | 0 | 24.5 | 0 | 24.5 | 1.0017 | 0 | 8.9667 | 8 | 32.8066 | 54.68% | 0 | 0 | 0 | 0 | 0 | 0 | 0
| 7991 | 7.3 | 7.3 | 0 | 24 | 0 | 24 | 1.0035 | 0 | 7.3 | 7 | 23.3549 | 38.92% | 0 | 0 | 0 | 0 | 0 | 0 | 0
| 7992 | 1.6889 | 3.228 | 0 | 23.4 | 0 | 23.4 | 1.0056 | 0 | 1.6889 | 6 | 15.6601 | 26.1% | 0 | 0 | 0 | 0 | 0 | 0 | 0
| 7993 | 1.1333 | 3.228 | 0 | 22.9 | 0 | 22.9 | 1.0073 | 0 | 1.1333 | 5 | 13.8798 | 23.13% | 0 | 0 | 0 | 0 | 0 | 0 | 0
| 7994 | 1.1333 | 3.228 | 0 | 21.2 | 0 | 21.2 | 1.0133 | 0 | 1.1333 | 4 | 12.6852 | 21.14% | 0 | 0 | 0 | 0 | 0.48 | 0 | 0
| 7995 | 0.022222 | 3.228 | 0 | 21.2 | 0 | 21.2 | 1.0133 | 0 | 0.022222 | 3 | 12 | 20% | 0 | 0 | 0 | 0 | 0.02 | 0 | 0
| 7996 | 0.022222 | 3.228 | 0 | 21.2 | 0 | 21.2 | 1.0133 | 0 | 0.022222 | 2 | 12 | 20% | 0 | 0 | 0 | 0 | 0.02 | 0 | 0
| 7997 | 0.022222 | 3.228 | 0 | 20.9 | 0 | 20.9 | 1.0144 | 0 | 0.022222 | 1 | 12 | 20% | 0 | 0 | 0 | 0 | 0.02 | 0 | 0
| 7998 | 0.022222 | 3.228 | 0 | 20.5 | 0 | 20.5 | 1.0157 | 0 | 0.022222 | 0 | 12 | 20% | 0 | 0 | 0 | 0 | 0.02 | 0 | 0
| 7999 | 0.022222 | 3.228 | 8 | 20.2 | 7.7274 | 20.7 | 1.0151 | 0.15687 | -0.13465 | 0 | 12 | 20% | 0 | 0 | 0 | 0 | 0 | 0 | 0
| 8000 | 0.66667 | 3.228 | 117 | 21.8 | 113.0133 | 29.1125 | 0.98561 | 2.2277 | -1.5611 | 0 | 12.1277 | 20.21% | 1 | 1 | 0.8 | 0 | 0 | 0 | 0
| 8001 | 0.77778 | 3.228 | 296 | 23.5 | 285.914 | 42 | 0.9405 | 5.378 | -4.6003 | 0 | 13.6087 | 22.68% | 1 | 0 | 0 | 0 | 0 | 0 | 0
| 8002 | 1.0444 | 3.228 | 429 | 25.1 | 414.3822 | 51.9125 | 0.90581 | 7.507 | -6.4626 | 0 | 17.9729 | 29.95% | 1 | 0 | 0 | 0 | 0 | 0 | 0
| 8003 | 1.0444 | 3.228 | 603 | 26.2 | 582.4533 | 63.8875 | 0.86389 | 10.0636 | -9.0191 | 0 | 24.1038 | 40.17% | 1 | 0 | 0 | 0 | 0 | 0 | 0
| 8004 | 1.6 | 3.228 | 725 | 27.3 | 700.2962 | 72.6125 | 0.83336 | 11.6719 | -10.0719 | 0 | 32.6601 | 54.43% | 1 | 0 | 0 | 0 | 0 | 0 | 0
| 8005 | 1.3778 | 3.228 | 770 | 28.4 | 743.7629 | 76.525 | 0.81966 | 12.1927 | -10.8149 | 0 | 42.2152 | 70.36% | 1 | 0 | 0 | 0.05 | 0 | 0 | 0
| 8006 | 1.1111 | 3.228 | 718 | 28.5 | 693.5347 | 73.375 | 0.83069 | 11.5222 | -10.4111 | 0 | 52.423 | 87.37% | 1 | 0 | 0 | 2.42 | 0 | 0 | 0
| 8007 | 1.1111 | 3.228 | 590 | 28.6 | 569.8962 | 65.475 | 0.85834 | 9.7833 | -8.6722 | 0 | 60 | 100% | 1 | 0 | 0 | 8.67 | 0 | 0 | 0
| 8008 | 1 | 3.228 | 399 | 28.7 | 385.4044 | 53.6375 | 0.89977 | 6.9355 | -5.9355 | 0 | 60 | 100% | 0 | 0 | 0 | 5.94 | 0 | 0 | 0
| 8009 | 0.44444 | 3.228 | 174 | 27.8 | 168.0711 | 38.675 | 0.95214 | 3.2005 | -2.7561 | 0 | 60 | 100% | 0 | 0 | 0 | 2.76 | 0 | 0 | 0
| 8010 | 0.44444 | 3.228 | 17 | 26.9 | 16.4207 | 27.9625 | 0.98963 | 0.32501 | 0.11943 | 12 | 60 | 100% | 0 | 0 | 0 | 0 | 0 | 0 | 0
| 8011 | 7.7444 | 7.7444 | 0 | 25.6 | 0 | 25.6 | 0.9979 | 0 | 7.7444 | 11 | 59.8741 | 99.79% | 0 | 0 | 0 | 0 | 0 | 0 | 0
| 8012 | 8.9667 | 8.9667 | 0 | 25 | 0 | 25 | 1 | 0 | 8.9667 | 10 | 51.7107 | 86.18% | 0 | 0 | 0 | 0 | 0 | 0 | 0
| 8013 | 8.9667 | 8.9667 | 0 | 24.4 | 0 | 24.4 | 1.0021 | 0 | 8.9667 | 9 | 42.259 | 70.43% | 0 | 0 | 0 | 0 | 0 | 0 | 0
| 8014 | 8.9667 | 8.9667 | 0 | 24.1 | 0 | 24.1 | 1.0031 | 0 | 8.9667 | 8 | 32.8074 | 54.68% | 0 | 0 | 0 | 0 | 0 | 0 | 0
| 8015 | 7.3 | 7.3 | 0 | 24.4 | 0 | 24.4 | 1.0021 | 0 | 7.3 | 7 | 23.3557 | 38.93% | 0 | 0 | 0 | 0 | 0 | 0 | 0
| 8016 | 1.6889 | 3.228 | 0 | 25.1 | 0 | 25.1 | 0.99965 | 0 | 1.6889 | 6 | 15.6608 | 26.1% | 0 | 0 | 0 | 0 | 0 | 0 | 0
| 8017 | 1.1333 | 3.228 | 0 | 26.1 | 0 | 26.1 | 0.99615 | 0 | 1.1333 | 5 | 13.8805 | 23.13% | 0 | 0 | 0 | 0 | 0 | 0 | 0
| 8018 | 1.1333 | 3.228 | 0 | 27.1 | 0 | 27.1 | 0.99265 | 0 | 1.1333 | 4 | 12.6859 | 21.14% | 0 | 0 | 0 | 0 | 0.48 | 0 | 0
| 8019 | 0.022222 | 3.228 | 0 | 27.6 | 0 | 27.6 | 0.9909 | 0 | 0.022222 | 3 | 12 | 20% | 0 | 0 | 0 | 0 | 0.02 | 0 | 0
| 8020 | 0.022222 | 3.228 | 0 | 27.7 | 0 | 27.7 | 0.99055 | 0 | 0.022222 | 2 | 12 | 20% | 0 | 0 | 0 | 0 | 0.02 | 0 | 0
| 8021 | 0.022222 | 3.228 | 0 | 27.4 | 0 | 27.4 | 0.9916 | 0 | 0.022222 | 1 | 12 | 20% | 0 | 0 | 0 | 0 | 0.02 | 0 | 0
| 8022 | 0.022222 | 3.228 | 0 | 27.1 | 0 | 27.1 | 0.99265 | 0 | 0.022222 | 0 | 12 | 20% | 0 | 0 | 0 | 0 | 0.02 | 0 | 0
| 8023 | 0.022222 | 3.228 | 5 | 26.5 | 4.8296 | 26.8125 | 0.99366 | 0.09598 | -0.073758 | 0 | 12 | 20% | 0 | 0 | 0 | 0 | 0 | 0 | 0
| 8024 | 0.66667 | 3.228 | 73 | 28 | 70.5126 | 32.5625 | 0.97353 | 1.3729 | -0.70626 | 0 | 12.07 | 20.12% | 1 | 1 | 0.8 | 0 | 0 | 0 | 0
| 8025 | 0.77778 | 3.228 | 206 | 29.4 | 198.9807 | 42.275 | 0.93954 | 3.739 | -2.9612 | 0 | 12.74 | 21.23% | 1 | 0 | 0 | 0 | 0 | 0 | 0
| 8026 | 1.0444 | 3.228 | 334 | 30.9 | 322.6192 | 51.775 | 0.90629 | 5.8477 | -4.8033 | 0 | 15.5492 | 25.92% | 1 | 0 | 0 | 0 | 0 | 0 | 0
| 8027 | 1.0444 | 3.228 | 430 | 32 | 415.3481 | 58.875 | 0.88144 | 7.3221 | -6.2776 | 0 | 20.106 | 33.51% | 1 | 0 | 0 | 0 | 0 | 0 | 0
| 8028 | 1.6 | 3.228 | 483 | 33.2 | 466.5422 | 63.3875 | 0.86564 | 8.0772 | -6.4772 | 0 | 26.0615 | 43.44% | 1 | 0 | 0 | 0 | 0 | 0 | 0
| 8029 | 1.3778 | 3.228 | 489 | 34.3 | 472.3377 | 64.8625 | 0.86048 | 8.1288 | -6.751 | 0 | 32.2063 | 53.68% | 1 | 0 | 0 | 0 | 0 | 0 | 0
| 8030 | 1.1111 | 3.228 | 446 | 34.2 | 430.8029 | 62.075 | 0.87024 | 7.498 | -6.3869 | 0 | 38.6108 | 64.35% | 1 | 0 | 0 | 0 | 0 | 0 | 0
| 8031 | 1.1111 | 3.228 | 360 | 34.1 | 347.7333 | 56.6 | 0.8894 | 6.1855 | -5.0744 | 0 | 44.67 | 74.45% | 1 | 0 | 0 | 0 | 0 | 0 | 0
| 8032 | 1 | 3.228 | 238 | 34 | 229.8903 | 48.875 | 0.91644 | 4.2136 | -3.2136 | 0 | 49.484 | 82.47% | 1 | 0 | 0 | 0 | 0 | 0 | 0
| 8033 | 0.44444 | 3.228 | 111 | 32.8 | 107.2178 | 39.7375 | 0.94842 | 2.0337 | -1.5893 | 0 | 52.5327 | 87.55% | 1 | 0 | 0 | 0 | 0 | 0 | 0
| 8034 | 0.44444 | 3.228 | 12 | 31.7 | 11.5911 | 32.45 | 0.97393 | 0.22578 | 0.21867 | 12 | 54.0404 | 90.07% | 1 | 0 | 0 | 0 | 0 | 0 | 0
| 8035 | 7.7444 | 7.7444 | 0 | 30.5 | 0 | 30.5 | 0.98075 | 0 | 7.7444 | 11 | 53.8099 | 89.68% | 0 | 0 | 0 | 0 | 0 | 0 | 0
| 8036 | 8.9667 | 8.9667 | 0 | 30.1 | 0 | 30.1 | 0.98215 | 0 | 8.9667 | 10 | 45.6465 | 76.08% | 0 | 0 | 0 | 0 | 0 | 0 | 0
| 8037 | 8.9667 | 8.9667 | 0 | 29.6 | 0 | 29.6 | 0.9839 | 0 | 8.9667 | 9 | 36.1948 | 60.32% | 0 | 0 | 0 | 0 | 0 | 0 | 0
| 8038 | 8.9667 | 8.9667 | 0 | 29.2 | 0 | 29.2 | 0.9853 | 0 | 8.9667 | 8 | 26.7432 | 44.57% | 0 | 0 | 0 | 0 | 0 | 0 | 0
| 8039 | 7.3 | 7.3 | 0 | 28.7 | 0 | 28.7 | 0.98705 | 0 | 7.3 | 7 | 17.2915 | 28.82% | 0 | 0 | 0 | 0 | 2.28 | 0 | 0
| 8040 | 1.6889 | 3.228 | 0 | 28.2 | 0 | 28.2 | 0.9888 | 0 | 1.6889 | 6 | 12 | 20% | 0 | 0 | 0 | 0 | 1.69 | 0 | 0
| 8041 | 1.1333 | 3.228 | 0 | 27.7 | 0 | 27.7 | 0.99055 | 0 | 1.1333 | 5 | 12 | 20% | 0 | 0 | 0 | 0 | 1.13 | 0 | 0
| 8042 | 1.1333 | 3.228 | 0 | 27.3 | 0 | 27.3 | 0.99195 | 0 | 1.1333 | 4 | 12 | 20% | 0 | 0 | 0 | 0 | 1.13 | 0 | 0
| 8043 | 0.022222 | 3.228 | 0 | 26.9 | 0 | 26.9 | 0.99335 | 0 | 0.022222 | 3 | 12 | 20% | 0 | 0 | 0 | 0 | 0.02 | 0 | 0
| 8044 | 0.022222 | 3.228 | 0 | 26.5 | 0 | 26.5 | 0.99475 | 0 | 0.022222 | 2 | 12 | 20% | 0 | 0 | 0 | 0 | 0.02 | 0 | 0
| 8045 | 0.022222 | 3.228 | 0 | 26.3 | 0 | 26.3 | 0.99545 | 0 | 0.022222 | 1 | 12 | 20% | 0 | 0 | 0 | 0 | 0.02 | 0 | 0
| 8046 | 0.022222 | 3.228 | 0 | 26.2 | 0 | 26.2 | 0.9958 | 0 | 0.022222 | 0 | 12 | 20% | 0 | 0 | 0 | 0 | 0.02 | 0 | 0
| 8047 | 0.022222 | 3.228 | 7 | 26 | 6.7615 | 26.4375 | 0.99497 | 0.13455 | -0.11233 | 0 | 12 | 20% | 0 | 0 | 0 | 0 | 0 | 0 | 0
| 8048 | 0.66667 | 3.228 | 117 | 27.7 | 113.0133 | 35.0125 | 0.96496 | 2.1811 | -1.5144 | 0 | 12.1066 | 20.18% | 1 | 1 | 0.8 | 0 | 0 | 0 | 0
| 8049 | 0.77778 | 3.228 | 333 | 29.5 | 321.6533 | 50.3125 | 0.91141 | 5.8631 | -5.0854 | 0 | 13.5432 | 22.57% | 1 | 0 | 0 | 0 | 0 | 0 | 0
| 8050 | 1.0444 | 3.228 | 542 | 31.2 | 523.5318 | 65.075 | 0.85974 | 9.002 | -7.9576 | 0 | 18.3676 | 30.61% | 1 | 0 | 0 | 0 | 0 | 0 | 0
| 8051 | 1.0444 | 3.228 | 698 | 32.2 | 674.2162 | 75.825 | 0.82211 | 11.0856 | -10.0412 | 0 | 25.9168 | 43.19% | 1 | 0 | 0 | 0 | 0 | 0 | 0
| 8052 | 1.6 | 3.228 | 785 | 33.2 | 758.2518 | 82.2625 | 0.79958 | 12.1257 | -10.5257 | 0 | 35.4427 | 59.07% | 1 | 0 | 0 | 0 | 0 | 0 | 0
| 8053 | 1.3778 | 3.228 | 795 | 34.2 | 767.911 | 83.8875 | 0.79389 | 12.1928 | -10.815 | 0 | 45.4283 | 75.71% | 1 | 0 | 0 | 0.06 | 0 | 0 | 0
| 8054 | 1.1111 | 3.228 | 658 | 34.2 | 635.5792 | 75.325 | 0.82386 | 10.4726 | -9.3615 | 0 | 55.6361 | 92.73% | 1 | 0 | 0 | 4.76 | 0 | 0 | 0
| 8055 | 1.1111 | 3.228 | 422 | 34.2 | 407.6207 | 60.575 | 0.87549 | 7.1373 | -6.0262 | 0 | 60 | 100% | 1 | 0 | 0 | 6.03 | 0 | 0 | 0
| 8056 | 1 | 3.228 | 161 | 34.2 | 155.5141 | 44.2625 | 0.93258 | 2.9006 | -1.9006 | 0 | 60 | 100% | 0 | 0 | 0 | 1.9 | 0 | 0 | 0
| 8057 | 0.44444 | 3.228 | 69 | 33.3 | 66.6489 | 37.6125 | 0.95586 | 1.2741 | -0.82969 | 0 | 60 | 100% | 0 | 0 | 0 | 0.83 | 0 | 0 | 0
| 8058 | 0.44444 | 3.228 | 7 | 32.3 | 6.7615 | 32.7375 | 0.97292 | 0.13157 | 0.31288 | 12 | 60 | 100% | 0 | 0 | 0 | 0 | 0 | 0 | 0
| 8059 | 7.7444 | 7.7444 | 0 | 31.4 | 0 | 31.4 | 0.9776 | 0 | 7.7444 | 11 | 59.6702 | 99.45% | 0 | 0 | 0 | 0 | 0 | 0 | 0
| 8060 | 8.9667 | 8.9667 | 0 | 30.7 | 0 | 30.7 | 0.98005 | 0 | 8.9667 | 10 | 51.5068 | 85.84% | 0 | 0 | 0 | 0 | 0 | 0 | 0
| 8061 | 8.9667 | 8.9667 | 0 | 30.1 | 0 | 30.1 | 0.98215 | 0 | 8.9667 | 9 | 42.0551 | 70.09% | 0 | 0 | 0 | 0 | 0 | 0 | 0
| 8062 | 8.9667 | 8.9667 | 0 | 29.4 | 0 | 29.4 | 0.9846 | 0 | 8.9667 | 8 | 32.6034 | 54.34% | 0 | 0 | 0 | 0 | 0 | 0 | 0
| 8063 | 7.3 | 7.3 | 0 | 29.1 | 0 | 29.1 | 0.98565 | 0 | 7.3 | 7 | 23.1517 | 38.59% | 0 | 0 | 0 | 0 | 0 | 0 | 0
| 8064 | 1.6889 | 3.228 | 0 | 28.9 | 0 | 28.9 | 0.98635 | 0 | 1.6889 | 6 | 15.4569 | 25.76% | 0 | 0 | 0 | 0 | 0 | 0 | 0
| 8065 | 1.1333 | 3.228 | 0 | 28.6 | 0 | 28.6 | 0.9874 | 0 | 1.1333 | 5 | 13.6766 | 22.79% | 0 | 0 | 0 | 0 | 0 | 0 | 0
| 8066 | 1.1333 | 3.228 | 0 | 27.8 | 0 | 27.8 | 0.9902 | 0 | 1.1333 | 4 | 12.482 | 20.8% | 0 | 0 | 0 | 0 | 0.68 | 0 | 0
| 8067 | 0.022222 | 3.228 | 0 | 27.1 | 0 | 27.1 | 0.99265 | 0 | 0.022222 | 3 | 12 | 20% | 0 | 0 | 0 | 0 | 0.02 | 0 | 0
| 8068 | 0.022222 | 3.228 | 0 | 26.3 | 0 | 26.3 | 0.99545 | 0 | 0.022222 | 2 | 12 | 20% | 0 | 0 | 0 | 0 | 0.02 | 0 | 0
| 8069 | 0.022222 | 3.228 | 0 | 26.5 | 0 | 26.5 | 0.99475 | 0 | 0.022222 | 1 | 12 | 20% | 0 | 0 | 0 | 0 | 0.02 | 0 | 0
| 8070 | 0.022222 | 3.228 | 0 | 26.7 | 0 | 26.7 | 0.99405 | 0 | 0.022222 | 0 | 12 | 20% | 0 | 0 | 0 | 0 | 0.02 | 0 | 0
| 8071 | 0.022222 | 3.228 | 7 | 26.9 | 6.7615 | 27.3375 | 0.99182 | 0.13412 | -0.1119 | 0 | 12 | 20% | 0 | 0 | 0 | 0 | 0 | 0 | 0
| 8072 | 0.66667 | 3.228 | 116 | 28.2 | 112.0474 | 35.45 | 0.96342 | 2.159 | -1.4923 | 0 | 12.1062 | 20.18% | 1 | 1 | 0.8 | 0 | 0 | 0 | 0
| 8073 | 0.77778 | 3.228 | 331 | 29.6 | 319.7214 | 50.2875 | 0.91149 | 5.8285 | -5.0507 | 0 | 13.5219 | 22.54% | 1 | 0 | 0 | 0 | 0 | 0 | 0
| 8074 | 1.0444 | 3.228 | 539 | 30.9 | 520.634 | 64.5875 | 0.86144 | 8.9699 | -7.9255 | 0 | 18.3134 | 30.52% | 1 | 0 | 0 | 0 | 0 | 0 | 0
| 8075 | 1.0444 | 3.228 | 686 | 32.4 | 662.6251 | 75.275 | 0.82404 | 10.9206 | -9.8761 | 0 | 25.8322 | 43.05% | 1 | 0 | 0 | 0 | 0 | 0 | 0
| 8076 | 1.6 | 3.228 | 761 | 34 | 735.0696 | 81.5625 | 0.80203 | 11.791 | -10.191 | 0 | 35.2015 | 58.67% | 1 | 0 | 0 | 0 | 0 | 0 | 0
| 8077 | 1.3778 | 3.228 | 756 | 35.5 | 730.2399 | 82.75 | 0.79788 | 11.6528 | -10.275 | 0 | 44.8695 | 74.78% | 1 | 0 | 0 | 0 | 0 | 0 | 0
| 8078 | 1.1111 | 3.228 | 675 | 35.5 | 651.9999 | 77.6875 | 0.81559 | 10.6353 | -9.5242 | 0 | 54.6173 | 91.03% | 1 | 0 | 0 | 3.85 | 0 | 0 | 0
| 8079 | 1.1111 | 3.228 | 530 | 35.5 | 511.9407 | 68.625 | 0.84731 | 8.6755 | -7.5644 | 0 | 60 | 100% | 1 | 0 | 0 | 7.56 | 0 | 0 | 0
| 8080 | 1 | 3.228 | 340 | 35.5 | 328.4148 | 56.75 | 0.88887 | 5.8384 | -4.8384 | 0 | 60 | 100% | 0 | 0 | 0 | 4.84 | 0 | 0 | 0
| 8081 | 0.44444 | 3.228 | 146 | 34.6 | 141.0252 | 43.725 | 0.93446 | 2.6357 | -2.1912 | 0 | 60 | 100% | 0 | 0 | 0 | 2.19 | 0 | 0 | 0
| 8082 | 0.44444 | 3.228 | 14 | 33.7 | 13.523 | 34.575 | 0.96649 | 0.2614 | 0.18305 | 12 | 60 | 100% | 0 | 0 | 0 | 0 | 0 | 0 | 0
| 8083 | 7.7444 | 7.7444 | 0 | 32.8 | 0 | 32.8 | 0.9727 | 0 | 7.7444 | 11 | 59.807 | 99.68% | 0 | 0 | 0 | 0 | 0 | 0 | 0
| 8084 | 8.9667 | 8.9667 | 0 | 32 | 0 | 32 | 0.9755 | 0 | 8.9667 | 10 | 51.6437 | 86.07% | 0 | 0 | 0 | 0 | 0 | 0 | 0
| 8085 | 8.9667 | 8.9667 | 0 | 31.1 | 0 | 31.1 | 0.97865 | 0 | 8.9667 | 9 | 42.192 | 70.32% | 0 | 0 | 0 | 0 | 0 | 0 | 0
| 8086 | 8.9667 | 8.9667 | 0 | 30.2 | 0 | 30.2 | 0.9818 | 0 | 8.9667 | 8 | 32.7403 | 54.57% | 0 | 0 | 0 | 0 | 0 | 0 | 0
| 8087 | 7.3 | 7.3 | 0 | 29.8 | 0 | 29.8 | 0.9832 | 0 | 7.3 | 7 | 23.2886 | 38.81% | 0 | 0 | 0 | 0 | 0 | 0 | 0
| 8088 | 1.6889 | 3.228 | 0 | 29.4 | 0 | 29.4 | 0.9846 | 0 | 1.6889 | 6 | 15.5937 | 25.99% | 0 | 0 | 0 | 0 | 0 | 0 | 0
| 8089 | 1.1333 | 3.228 | 0 | 29 | 0 | 29 | 0.986 | 0 | 1.1333 | 5 | 13.8135 | 23.02% | 0 | 0 | 0 | 0 | 0 | 0 | 0
| 8090 | 1.1333 | 3.228 | 0 | 28.5 | 0 | 28.5 | 0.98775 | 0 | 1.1333 | 4 | 12.6188 | 21.03% | 0 | 0 | 0 | 0 | 0.55 | 0 | 0
| 8091 | 0.022222 | 3.228 | 0 | 28 | 0 | 28 | 0.9895 | 0 | 0.022222 | 3 | 12 | 20% | 0 | 0 | 0 | 0 | 0.02 | 0 | 0
| 8092 | 0.022222 | 3.228 | 0 | 27.4 | 0 | 27.4 | 0.9916 | 0 | 0.022222 | 2 | 12 | 20% | 0 | 0 | 0 | 0 | 0.02 | 0 | 0
| 8093 | 0.022222 | 3.228 | 0 | 27.2 | 0 | 27.2 | 0.9923 | 0 | 0.022222 | 1 | 12 | 20% | 0 | 0 | 0 | 0 | 0.02 | 0 | 0
| 8094 | 0.022222 | 3.228 | 0 | 27 | 0 | 27 | 0.993 | 0 | 0.022222 | 0 | 12 | 20% | 0 | 0 | 0 | 0 | 0.02 | 0 | 0
| 8095 | 0.022222 | 3.228 | 7 | 26.4 | 6.7615 | 26.8375 | 0.99357 | 0.13436 | -0.11214 | 0 | 12 | 20% | 0 | 0 | 0 | 0 | 0 | 0 | 0
| 8096 | 0.66667 | 3.228 | 114 | 26 | 110.1155 | 33.125 | 0.97156 | 2.1397 | -1.473 | 0 | 12.1064 | 20.18% | 1 | 1 | 0.8 | 0 | 0 | 0 | 0
| 8097 | 0.77778 | 3.228 | 328 | 28.3 | 316.8237 | 48.8 | 0.9167 | 5.8086 | -5.0309 | 0 | 13.5038 | 22.51% | 1 | 0 | 0 | 0 | 0 | 0 | 0
| 8098 | 1.0444 | 3.228 | 536 | 30.6 | 517.7362 | 64.1 | 0.86315 | 8.9377 | -7.8932 | 0 | 18.2765 | 30.46% | 1 | 0 | 0 | 0 | 0 | 0 | 0
| 8099 | 1.0444 | 3.228 | 693 | 31.5 | 669.3866 | 74.8125 | 0.82566 | 11.0537 | -10.0092 | 0 | 25.7647 | 42.94% | 1 | 0 | 0 | 0 | 0 | 0 | 0
| 8100 | 1.6 | 3.228 | 780 | 32.4 | 753.4221 | 81.15 | 0.80347 | 12.1071 | -10.5071 | 0 | 35.2603 | 58.77% | 1 | 0 | 0 | 0 | 0 | 0 | 0
| 8101 | 1.3778 | 3.228 | 791 | 33.3 | 764.0473 | 82.7375 | 0.79792 | 12.193 | -10.8152 | 0 | 45.2282 | 75.38% | 1 | 0 | 0 | 0.06 | 0 | 0 | 0
| 8102 | 1.1111 | 3.228 | 724 | 33.6 | 699.3303 | 78.85 | 0.81153 | 11.3505 | -10.2394 | 0 | 55.436 | 92.39% | 1 | 0 | 0 | 5.43 | 0 | 0 | 0
| 8103 | 1.1111 | 3.228 | 585 | 34 | 565.0666 | 70.5625 | 0.84053 | 9.4991 | -8.388 | 0 | 60 | 100% | 1 | 0 | 0 | 8.39 | 0 | 0 | 0
| 8104 | 1 | 3.228 | 388 | 34.3 | 374.7792 | 58.55 | 0.88257 | 6.6154 | -5.6154 | 0 | 60 | 100% | 0 | 0 | 0 | 5.62 | 0 | 0 | 0
| 8105 | 0.44444 | 3.228 | 163 | 33.8 | 157.4459 | 43.9875 | 0.93354 | 2.9397 | -2.4952 | 0 | 60 | 100% | 0 | 0 | 0 | 2.5 | 0 | 0 | 0
| 8106 | 0.44444 | 3.228 | 15 | 33.2 | 14.4889 | 34.1375 | 0.96802 | 0.28051 | 0.16393 | 12 | 60 | 100% | 0 | 0 | 0 | 0 | 0 | 0 | 0
| 8107 | 7.7444 | 7.7444 | 0 | 32.7 | 0 | 32.7 | 0.97305 | 0 | 7.7444 | 11 | 59.8272 | 99.71% | 0 | 0 | 0 | 0 | 0 | 0 | 0
| 8108 | 8.9667 | 8.9667 | 0 | 32 | 0 | 32 | 0.9755 | 0 | 8.9667 | 10 | 51.6638 | 86.11% | 0 | 0 | 0 | 0 | 0 | 0 | 0
| 8109 | 8.9667 | 8.9667 | 0 | 31.4 | 0 | 31.4 | 0.9776 | 0 | 8.9667 | 9 | 42.2121 | 70.35% | 0 | 0 | 0 | 0 | 0 | 0 | 0
| 8110 | 8.9667 | 8.9667 | 0 | 30.7 | 0 | 30.7 | 0.98005 | 0 | 8.9667 | 8 | 32.7604 | 54.6% | 0 | 0 | 0 | 0 | 0 | 0 | 0
| 8111 | 7.3 | 7.3 | 0 | 30.1 | 0 | 30.1 | 0.98215 | 0 | 7.3 | 7 | 23.3087 | 38.85% | 0 | 0 | 0 | 0 | 0 | 0 | 0
| 8112 | 1.6889 | 3.228 | 0 | 29.6 | 0 | 29.6 | 0.9839 | 0 | 1.6889 | 6 | 15.6139 | 26.02% | 0 | 0 | 0 | 0 | 0 | 0 | 0
| 8113 | 1.1333 | 3.228 | 0 | 29 | 0 | 29 | 0.986 | 0 | 1.1333 | 5 | 13.8336 | 23.06% | 0 | 0 | 0 | 0 | 0 | 0 | 0
| 8114 | 1.1333 | 3.228 | 0 | 28.3 | 0 | 28.3 | 0.98845 | 0 | 1.1333 | 4 | 12.639 | 21.06% | 0 | 0 | 0 | 0 | 0.53 | 0 | 0
| 8115 | 0.022222 | 3.228 | 0 | 27.5 | 0 | 27.5 | 0.99125 | 0 | 0.022222 | 3 | 12 | 20% | 0 | 0 | 0 | 0 | 0.02 | 0 | 0
| 8116 | 0.022222 | 3.228 | 0 | 26.8 | 0 | 26.8 | 0.9937 | 0 | 0.022222 | 2 | 12 | 20% | 0 | 0 | 0 | 0 | 0.02 | 0 | 0
| 8117 | 0.022222 | 3.228 | 0 | 26.7 | 0 | 26.7 | 0.99405 | 0 | 0.022222 | 1 | 12 | 20% | 0 | 0 | 0 | 0 | 0.02 | 0 | 0
| 8118 | 0.022222 | 3.228 | 0 | 26.5 | 0 | 26.5 | 0.99475 | 0 | 0.022222 | 0 | 12 | 20% | 0 | 0 | 0 | 0 | 0.02 | 0 | 0
| 8119 | 0.022222 | 3.228 | 5 | 26.4 | 4.8296 | 26.7125 | 0.99401 | 0.096014 | -0.073791 | 0 | 12 | 20% | 0 | 0 | 0 | 0 | 0 | 0 | 0
| 8120 | 0.66667 | 3.228 | 94 | 27.7 | 90.797 | 33.575 | 0.96999 | 1.7614 | -1.0948 | 0 | 12.07 | 20.12% | 1 | 1 | 0.8 | 0 | 0 | 0 | 0
| 8121 | 0.77778 | 3.228 | 296 | 29.1 | 285.914 | 47.6 | 0.9209 | 5.266 | -4.4882 | 0 | 13.1086 | 21.85% | 1 | 0 | 0 | 0 | 0 | 0 | 0
| 8122 | 1.0444 | 3.228 | 509 | 30.4 | 491.6562 | 62.2125 | 0.86976 | 8.5524 | -7.508 | 0 | 17.3665 | 28.94% | 1 | 0 | 0 | 0 | 0 | 0 | 0
| 8123 | 1.0444 | 3.228 | 659 | 31.1 | 636.5451 | 72.2875 | 0.83449 | 10.6239 | -9.5794 | 0 | 24.4892 | 40.82% | 1 | 0 | 0 | 0 | 0 | 0 | 0
| 8124 | 1.6 | 3.228 | 743 | 31.9 | 717.6829 | 78.3375 | 0.81332 | 11.6741 | -10.0741 | 0 | 33.577 | 55.96% | 1 | 0 | 0 | 0 | 0 | 0 | 0
| 8125 | 1.3778 | 3.228 | 754 | 32.6 | 728.3081 | 79.725 | 0.80846 | 11.7762 | -10.3984 | 0 | 43.1341 | 71.89% | 1 | 0 | 0 | 0 | 0 | 0 | 0
| 8126 | 1.1111 | 3.228 | 690 | 33.4 | 666.4888 | 76.525 | 0.81966 | 10.9259 | -9.8148 | 0 | 52.9989 | 88.33% | 1 | 0 | 0 | 2.44 | 0 | 0 | 0
| 8127 | 1.1111 | 3.228 | 557 | 34.1 | 538.0207 | 68.9125 | 0.84631 | 9.1066 | -7.9955 | 0 | 60 | 100% | 1 | 0 | 0 | 8 | 0 | 0 | 0
| 8128 | 1 | 3.228 | 370 | 34.9 | 357.3926 | 58.025 | 0.88441 | 6.3216 | -5.3216 | 0 | 60 | 100% | 0 | 0 | 0 | 5.32 | 0 | 0 | 0
| 8129 | 0.44444 | 3.228 | 152 | 33.9 | 146.8207 | 43.4 | 0.9356 | 2.7473 | -2.3029 | 0 | 60 | 100% | 0 | 0 | 0 | 2.3 | 0 | 0 | 0
| 8130 | 0.44444 | 3.228 | 14 | 33 | 13.523 | 33.875 | 0.96894 | 0.26206 | 0.18239 | 12 | 60 | 100% | 0 | 0 | 0 | 0 | 0 | 0 | 0
| 8131 | 7.7444 | 7.7444 | 0 | 32 | 0 | 32 | 0.9755 | 0 | 7.7444 | 11 | 59.8077 | 99.68% | 0 | 0 | 0 | 0 | 0 | 0 | 0
| 8132 | 8.9667 | 8.9667 | 0 | 31.3 | 0 | 31.3 | 0.97795 | 0 | 8.9667 | 10 | 51.6444 | 86.07% | 0 | 0 | 0 | 0 | 0 | 0 | 0
| 8133 | 8.9667 | 8.9667 | 0 | 30.6 | 0 | 30.6 | 0.9804 | 0 | 8.9667 | 9 | 42.1927 | 70.32% | 0 | 0 | 0 | 0 | 0 | 0 | 0
| 8134 | 8.9667 | 8.9667 | 0 | 29.9 | 0 | 29.9 | 0.98285 | 0 | 8.9667 | 8 | 32.741 | 54.57% | 0 | 0 | 0 | 0 | 0 | 0 | 0
| 8135 | 7.3 | 7.3 | 0 | 29.4 | 0 | 29.4 | 0.9846 | 0 | 7.3 | 7 | 23.2893 | 38.82% | 0 | 0 | 0 | 0 | 0 | 0 | 0
| 8136 | 1.6889 | 3.228 | 0 | 29 | 0 | 29 | 0.986 | 0 | 1.6889 | 6 | 15.5944 | 25.99% | 0 | 0 | 0 | 0 | 0 | 0 | 0
| 8137 | 1.1333 | 3.228 | 0 | 27.8 | 0 | 27.8 | 0.9902 | 0 | 1.1333 | 5 | 13.8142 | 23.02% | 0 | 0 | 0 | 0 | 0 | 0 | 0
| 8138 | 1.1333 | 3.228 | 0 | 27.1 | 0 | 27.1 | 0.99265 | 0 | 1.1333 | 4 | 12.6195 | 21.03% | 0 | 0 | 0 | 0 | 0.55 | 0 | 0
| 8139 | 0.022222 | 3.228 | 0 | 26.5 | 0 | 26.5 | 0.99475 | 0 | 0.022222 | 3 | 12 | 20% | 0 | 0 | 0 | 0 | 0.02 | 0 | 0
| 8140 | 0.022222 | 3.228 | 0 | 25.8 | 0 | 25.8 | 0.9972 | 0 | 0.022222 | 2 | 12 | 20% | 0 | 0 | 0 | 0 | 0.02 | 0 | 0
| 8141 | 0.022222 | 3.228 | 0 | 25.5 | 0 | 25.5 | 0.99825 | 0 | 0.022222 | 1 | 12 | 20% | 0 | 0 | 0 | 0 | 0.02 | 0 | 0
| 8142 | 0.022222 | 3.228 | 0 | 25.1 | 0 | 25.1 | 0.99965 | 0 | 0.022222 | 0 | 12 | 20% | 0 | 0 | 0 | 0 | 0.02 | 0 | 0
| 8143 | 0.022222 | 3.228 | 6 | 24.8 | 5.7956 | 25.175 | 0.99939 | 0.11584 | -0.093618 | 0 | 12 | 20% | 0 | 0 | 0 | 0 | 0 | 0 | 0
| 8144 | 0.66667 | 3.228 | 112 | 26.2 | 108.1837 | 33.2 | 0.9713 | 2.1016 | -1.4349 | 0 | 12.0888 | 20.15% | 1 | 1 | 0.8 | 0 | 0 | 0 | 0
| 8145 | 0.77778 | 3.228 | 331 | 27.6 | 319.7214 | 48.2875 | 0.91849 | 5.8732 | -5.0955 | 0 | 13.4501 | 22.42% | 1 | 0 | 0 | 0 | 0 | 0 | 0
| 8146 | 1.0444 | 3.228 | 548 | 29 | 529.3274 | 63.25 | 0.86613 | 9.1693 | -8.1248 | 0 | 18.2841 | 30.47% | 1 | 0 | 0 | 0 | 0 | 0 | 0
| 8147 | 1.0444 | 3.228 | 713 | 29.7 | 688.7051 | 74.2625 | 0.82758 | 11.3992 | -10.3547 | 0 | 25.992 | 43.32% | 1 | 0 | 0 | 0 | 0 | 0 | 0
| 8148 | 1.6 | 3.228 | 807 | 30.5 | 779.5021 | 80.9375 | 0.80422 | 12.5378 | -10.9378 | 0 | 35.8153 | 59.69% | 1 | 0 | 0 | 0.18 | 0 | 0 | 0
| 8149 | 1.3778 | 3.228 | 821 | 31.2 | 793.0251 | 82.5125 | 0.79871 | 12.6679 | -11.2901 | 0 | 46.0232 | 76.71% | 1 | 0 | 0 | 0.53 | 0 | 0 | 0
| 8150 | 1.1111 | 3.228 | 747 | 32 | 721.5466 | 78.6875 | 0.81209 | 11.7193 | -10.6082 | 0 | 56.231 | 93.72% | 1 | 0 | 0 | 6.64 | 0 | 0 | 0
| 8151 | 1.1111 | 3.228 | 598 | 32.7 | 577.6236 | 70.075 | 0.84224 | 9.7299 | -8.6188 | 0 | 60 | 100% | 1 | 0 | 0 | 8.62 | 0 | 0 | 0
| 8152 | 1 | 3.228 | 389 | 33.5 | 375.7451 | 57.8125 | 0.88516 | 6.6519 | -5.6519 | 0 | 60 | 100% | 0 | 0 | 0 | 5.65 | 0 | 0 | 0
| 8153 | 0.44444 | 3.228 | 169 | 32.3 | 163.2415 | 42.8625 | 0.93748 | 3.0607 | -2.6163 | 0 | 60 | 100% | 0 | 0 | 0 | 2.62 | 0 | 0 | 0
| 8154 | 0.44444 | 3.228 | 17 | 31.2 | 16.4207 | 32.2625 | 0.97458 | 0.32007 | 0.12438 | 12 | 60 | 100% | 0 | 0 | 0 | 0 | 0 | 0 | 0
| 8155 | 7.7444 | 7.7444 | 0 | 30 | 0 | 30 | 0.9825 | 0 | 7.7444 | 11 | 59.8689 | 99.78% | 0 | 0 | 0 | 0 | 0 | 0 | 0
| 8156 | 8.9667 | 8.9667 | 0 | 29.1 | 0 | 29.1 | 0.98565 | 0 | 8.9667 | 10 | 51.7055 | 86.18% | 0 | 0 | 0 | 0 | 0 | 0 | 0
| 8157 | 8.9667 | 8.9667 | 0 | 28.3 | 0 | 28.3 | 0.98845 | 0 | 8.9667 | 9 | 42.2538 | 70.42% | 0 | 0 | 0 | 0 | 0 | 0 | 0
| 8158 | 8.9667 | 8.9667 | 0 | 27.4 | 0 | 27.4 | 0.9916 | 0 | 8.9667 | 8 | 32.8021 | 54.67% | 0 | 0 | 0 | 0 | 0 | 0 | 0
| 8159 | 7.3 | 7.3 | 0 | 26.7 | 0 | 26.7 | 0.99405 | 0 | 7.3 | 7 | 23.3504 | 38.92% | 0 | 0 | 0 | 0 | 0 | 0 | 0
| 8160 | 1.6889 | 3.228 | 0 | 26.1 | 0 | 26.1 | 0.99615 | 0 | 1.6889 | 6 | 15.6556 | 26.09% | 0 | 0 | 0 | 0 | 0 | 0 | 0
| 8161 | 1.1333 | 3.228 | 0 | 25.4 | 0 | 25.4 | 0.9986 | 0 | 1.1333 | 5 | 13.8753 | 23.13% | 0 | 0 | 0 | 0 | 0 | 0 | 0
| 8162 | 1.1333 | 3.228 | 0 | 24.8 | 0 | 24.8 | 1.0007 | 0 | 1.1333 | 4 | 12.6807 | 21.13% | 0 | 0 | 0 | 0 | 0.49 | 0 | 0
| 8163 | 0.022222 | 3.228 | 0 | 24.1 | 0 | 24.1 | 1.0031 | 0 | 0.022222 | 3 | 12 | 20% | 0 | 0 | 0 | 0 | 0.02 | 0 | 0
| 8164 | 0.022222 | 3.228 | 0 | 23.5 | 0 | 23.5 | 1.0052 | 0 | 0.022222 | 2 | 12 | 20% | 0 | 0 | 0 | 0 | 0.02 | 0 | 0
| 8165 | 0.022222 | 3.228 | 0 | 23 | 0 | 23 | 1.007 | 0 | 0.022222 | 1 | 12 | 20% | 0 | 0 | 0 | 0 | 0.02 | 0 | 0
| 8166 | 0.022222 | 3.228 | 0 | 22.5 | 0 | 22.5 | 1.0088 | 0 | 0.022222 | 0 | 12 | 20% | 0 | 0 | 0 | 0 | 0.02 | 0 | 0
| 8167 | 0.022222 | 3.228 | 6 | 22 | 5.7956 | 22.375 | 1.0092 | 0.11698 | -0.094754 | 0 | 12 | 20% | 0 | 0 | 0 | 0 | 0 | 0 | 0
| 8168 | 0.66667 | 3.228 | 111 | 23.3 | 107.2178 | 30.2375 | 0.98167 | 2.105 | -1.4384 | 0 | 12.0899 | 20.15% | 1 | 1 | 0.8 | 0 | 0 | 0 | 0
| 8169 | 0.77778 | 3.228 | 326 | 24.7 | 314.8918 | 45.075 | 0.92974 | 5.8553 | -5.0776 | 0 | 13.4545 | 22.42% | 1 | 0 | 0 | 0 | 0 | 0 | 0
| 8170 | 1.0444 | 3.228 | 533 | 26 | 514.8385 | 59.3125 | 0.87991 | 9.0602 | -8.0157 | 0 | 18.2715 | 30.45% | 1 | 0 | 0 | 0 | 0 | 0 | 0
| 8171 | 1.0444 | 3.228 | 691 | 27.2 | 667.4547 | 70.3875 | 0.84114 | 11.2285 | -10.1841 | 0 | 25.8759 | 43.13% | 1 | 0 | 0 | 0 | 0 | 0 | 0
| 8172 | 1.6 | 3.228 | 781 | 28.4 | 754.3881 | 77.2125 | 0.81726 | 12.3306 | -10.7306 | 0 | 35.5373 | 59.23% | 1 | 0 | 0 | 0 | 0 | 0 | 0
| 8173 | 1.3778 | 3.228 | 792 | 29.6 | 765.0133 | 79.1 | 0.81065 | 12.4032 | -11.0254 | 0 | 45.7172 | 76.2% | 1 | 0 | 0 | 0.27 | 0 | 0 | 0
| 8174 | 1.1111 | 3.228 | 717 | 29.9 | 692.5688 | 74.7125 | 0.82601 | 11.4413 | -10.3302 | 0 | 55.9251 | 93.21% | 1 | 0 | 0 | 6.03 | 0 | 0 | 0
| 8175 | 1.1111 | 3.228 | 571 | 30.1 | 551.5436 | 65.7875 | 0.85724 | 9.4561 | -8.345 | 0 | 60 | 100% | 1 | 0 | 0 | 8.35 | 0 | 0 | 0
| 8176 | 1 | 3.228 | 373 | 30.4 | 360.2903 | 53.7125 | 0.89951 | 6.4817 | -5.4817 | 0 | 60 | 100% | 0 | 0 | 0 | 5.48 | 0 | 0 | 0
| 8177 | 0.44444 | 3.228 | 162 | 29.4 | 156.48 | 39.525 | 0.94916 | 2.9705 | -2.5261 | 0 | 60 | 100% | 0 | 0 | 0 | 2.53 | 0 | 0 | 0
| 8178 | 0.44444 | 3.228 | 16 | 28.5 | 15.4548 | 29.5 | 0.98425 | 0.30423 | 0.14022 | 12 | 60 | 100% | 0 | 0 | 0 | 0 | 0 | 0 | 0
| 8179 | 7.7444 | 7.7444 | 0 | 27.5 | 0 | 27.5 | 0.99125 | 0 | 7.7444 | 11 | 59.8522 | 99.75% | 0 | 0 | 0 | 0 | 0 | 0 | 0
| 8180 | 8.9667 | 8.9667 | 0 | 26.7 | 0 | 26.7 | 0.99405 | 0 | 8.9667 | 10 | 51.6888 | 86.15% | 0 | 0 | 0 | 0 | 0 | 0 | 0
| 8181 | 8.9667 | 8.9667 | 0 | 25.9 | 0 | 25.9 | 0.99685 | 0 | 8.9667 | 9 | 42.2371 | 70.4% | 0 | 0 | 0 | 0 | 0 | 0 | 0
| 8182 | 8.9667 | 8.9667 | 0 | 25.1 | 0 | 25.1 | 0.99965 | 0 | 8.9667 | 8 | 32.7854 | 54.64% | 0 | 0 | 0 | 0 | 0 | 0 | 0
| 8183 | 7.3 | 7.3 | 0 | 24.6 | 0 | 24.6 | 1.0014 | 0 | 7.3 | 7 | 23.3337 | 38.89% | 0 | 0 | 0 | 0 | 0 | 0 | 0
| 8184 | 1.6889 | 3.228 | 0 | 24 | 0 | 24 | 1.0035 | 0 | 1.6889 | 6 | 15.6389 | 26.06% | 0 | 0 | 0 | 0 | 0 | 0 | 0
| 8185 | 1.1333 | 3.228 | 0 | 23.5 | 0 | 23.5 | 1.0052 | 0 | 1.1333 | 5 | 13.8586 | 23.1% | 0 | 0 | 0 | 0 | 0 | 0 | 0
| 8186 | 1.1333 | 3.228 | 0 | 22.5 | 0 | 22.5 | 1.0088 | 0 | 1.1333 | 4 | 12.664 | 21.11% | 0 | 0 | 0 | 0 | 0.5 | 0 | 0
| 8187 | 0.022222 | 3.228 | 0 | 21.4 | 0 | 21.4 | 1.0126 | 0 | 0.022222 | 3 | 12 | 20% | 0 | 0 | 0 | 0 | 0.02 | 0 | 0
| 8188 | 0.022222 | 3.228 | 0 | 20.4 | 0 | 20.4 | 1.0161 | 0 | 0.022222 | 2 | 12 | 20% | 0 | 0 | 0 | 0 | 0.02 | 0 | 0
| 8189 | 0.022222 | 3.228 | 0 | 20.3 | 0 | 20.3 | 1.0165 | 0 | 0.022222 | 1 | 12 | 20% | 0 | 0 | 0 | 0 | 0.02 | 0 | 0
| 8190 | 0.022222 | 3.228 | 0 | 20.3 | 0 | 20.3 | 1.0165 | 0 | 0.022222 | 0 | 12 | 20% | 0 | 0 | 0 | 0 | 0.02 | 0 | 0
| 8191 | 0.022222 | 3.228 | 6 | 20.2 | 5.7956 | 20.575 | 1.0155 | 0.11771 | -0.095484 | 0 | 12 | 20% | 0 | 0 | 0 | 0 | 0 | 0 | 0
| 8192 | 0.66667 | 3.228 | 99 | 21.2 | 95.6267 | 27.3875 | 0.99164 | 1.8966 | -1.2299 | 0 | 12.0906 | 20.15% | 1 | 1 | 0.8 | 0 | 0 | 0 | 0
| 8193 | 0.77778 | 3.228 | 291 | 22.1 | 281.0844 | 40.2875 | 0.94649 | 5.3209 | -4.5431 | 0 | 13.2574 | 22.1% | 1 | 0 | 0 | 0 | 0 | 0 | 0
| 8194 | 1.0444 | 3.228 | 466 | 23.1 | 450.1214 | 52.225 | 0.90471 | 8.1446 | -7.1002 | 0 | 17.5673 | 29.28% | 1 | 0 | 0 | 0 | 0 | 0 | 0
| 8195 | 1.0444 | 3.228 | 583 | 24.4 | 563.1348 | 60.8375 | 0.87457 | 9.85 | -8.8056 | 0 | 24.3031 | 40.51% | 1 | 0 | 0 | 0 | 0 | 0 | 0
| 8196 | 1.6 | 3.228 | 631 | 25.7 | 609.4992 | 65.1375 | 0.85952 | 10.4775 | -8.8775 | 0 | 32.6568 | 54.43% | 1 | 0 | 0 | 0 | 0 | 0 | 0
| 8197 | 1.3778 | 3.228 | 608 | 27 | 587.2829 | 65 | 0.86 | 10.1013 | -8.7235 | 0 | 41.0788 | 68.46% | 1 | 0 | 0 | 0 | 0 | 0 | 0
| 8198 | 1.1111 | 3.228 | 615 | 27.8 | 594.0444 | 66.2375 | 0.85567 | 10.1661 | -9.055 | 0 | 49.3546 | 82.26% | 1 | 0 | 0 | 0 | 0 | 0 | 0
| 8199 | 1.1111 | 3.228 | 535 | 28.5 | 516.7703 | 61.9375 | 0.87072 | 8.9992 | -7.8881 | 0 | 57.9449 | 96.57% | 1 | 0 | 0 | 5.72 | 0 | 0 | 0
| 8200 | 1 | 3.228 | 374 | 29.3 | 361.2563 | 52.675 | 0.90314 | 6.5253 | -5.5253 | 0 | 60 | 100% | 1 | 0 | 0 | 5.53 | 0 | 0 | 0
| 8201 | 0.44444 | 3.228 | 159 | 28.1 | 153.5822 | 38.0375 | 0.95437 | 2.9315 | -2.487 | 0 | 60 | 100% | 0 | 0 | 0 | 2.49 | 0 | 0 | 0
| 8202 | 0.44444 | 3.228 | 16 | 26.9 | 15.4548 | 27.9 | 0.98985 | 0.30596 | 0.13849 | 12 | 60 | 100% | 0 | 0 | 0 | 0 | 0 | 0 | 0
| 8203 | 7.7444 | 7.7444 | 0 | 25.7 | 0 | 25.7 | 0.99755 | 0 | 7.7444 | 11 | 59.854 | 99.76% | 0 | 0 | 0 | 0 | 0 | 0 | 0
| 8204 | 8.9667 | 8.9667 | 0 | 25.2 | 0 | 25.2 | 0.9993 | 0 | 8.9667 | 10 | 51.6907 | 86.15% | 0 | 0 | 0 | 0 | 0 | 0 | 0
| 8205 | 8.9667 | 8.9667 | 0 | 24.6 | 0 | 24.6 | 1.0014 | 0 | 8.9667 | 9 | 42.239 | 70.4% | 0 | 0 | 0 | 0 | 0 | 0 | 0
| 8206 | 8.9667 | 8.9667 | 0 | 24.1 | 0 | 24.1 | 1.0031 | 0 | 8.9667 | 8 | 32.7873 | 54.65% | 0 | 0 | 0 | 0 | 0 | 0 | 0
| 8207 | 7.3 | 7.3 | 0 | 23.6 | 0 | 23.6 | 1.0049 | 0 | 7.3 | 7 | 23.3356 | 38.89% | 0 | 0 | 0 | 0 | 0 | 0 | 0
| 8208 | 1.6889 | 3.228 | 0 | 23 | 0 | 23 | 1.007 | 0 | 1.6889 | 6 | 15.6407 | 26.07% | 0 | 0 | 0 | 0 | 0 | 0 | 0
| 8209 | 1.1333 | 3.228 | 0 | 22.5 | 0 | 22.5 | 1.0088 | 0 | 1.1333 | 5 | 13.8605 | 23.1% | 0 | 0 | 0 | 0 | 0 | 0 | 0
| 8210 | 1.1333 | 3.228 | 0 | 22.1 | 0 | 22.1 | 1.0102 | 0 | 1.1333 | 4 | 12.6658 | 21.11% | 0 | 0 | 0 | 0 | 0.5 | 0 | 0
| 8211 | 0.022222 | 3.228 | 0 | 21.8 | 0 | 21.8 | 1.0112 | 0 | 0.022222 | 3 | 12 | 20% | 0 | 0 | 0 | 0 | 0.02 | 0 | 0
| 8212 | 0.022222 | 3.228 | 0 | 21.4 | 0 | 21.4 | 1.0126 | 0 | 0.022222 | 2 | 12 | 20% | 0 | 0 | 0 | 0 | 0.02 | 0 | 0
| 8213 | 0.022222 | 3.228 | 0 | 21.1 | 0 | 21.1 | 1.0136 | 0 | 0.022222 | 1 | 12 | 20% | 0 | 0 | 0 | 0 | 0.02 | 0 | 0
| 8214 | 0.022222 | 3.228 | 0 | 20.7 | 0 | 20.7 | 1.0151 | 0 | 0.022222 | 0 | 12 | 20% | 0 | 0 | 0 | 0 | 0.02 | 0 | 0
| 8215 | 0.022222 | 3.228 | 6 | 20.4 | 5.7956 | 20.775 | 1.0148 | 0.11763 | -0.095403 | 0 | 12 | 20% | 0 | 0 | 0 | 0 | 0 | 0 | 0
| 8216 | 0.66667 | 3.228 | 108 | 22.3 | 104.32 | 29.05 | 0.98582 | 2.0568 | -1.3902 | 0 | 12.0905 | 20.15% | 1 | 1 | 0.8 | 0 | 0 | 0 | 0
| 8217 | 0.77778 | 3.228 | 327 | 24.2 | 315.8577 | 44.6375 | 0.93127 | 5.883 | -5.1052 | 0 | 13.4093 | 22.35% | 1 | 0 | 0 | 0 | 0 | 0 | 0
| 8218 | 1.0444 | 3.228 | 543 | 26.1 | 524.4977 | 60.0375 | 0.87737 | 9.2036 | -8.1591 | 0 | 18.2525 | 30.42% | 1 | 0 | 0 | 0 | 0 | 0 | 0
| 8219 | 1.0444 | 3.228 | 696 | 27.3 | 672.2844 | 70.8 | 0.8397 | 11.2903 | -10.2459 | 0 | 25.993 | 43.32% | 1 | 0 | 0 | 0 | 0 | 0 | 0
| 8220 | 1.6 | 3.228 | 769 | 28.5 | 742.797 | 76.5625 | 0.81953 | 12.1749 | -10.5749 | 0 | 35.7131 | 59.52% | 1 | 0 | 0 | 0 | 0 | 0 | 0
| 8221 | 1.3778 | 3.228 | 754 | 29.7 | 728.3081 | 76.825 | 0.81861 | 11.924 | -10.5463 | 0 | 45.7453 | 76.24% | 1 | 0 | 0 | 0 | 0 | 0 | 0
| 8222 | 1.1111 | 3.228 | 692 | 30.2 | 668.4207 | 73.45 | 0.83042 | 11.1015 | -9.9904 | 0 | 55.7504 | 92.92% | 1 | 0 | 0 | 5.51 | 0 | 0 | 0
| 8223 | 1.1111 | 3.228 | 560 | 30.8 | 540.9185 | 65.8 | 0.8572 | 9.2735 | -8.1624 | 0 | 60 | 100% | 1 | 0 | 0 | 8.16 | 0 | 0 | 0
| 8224 | 1 | 3.228 | 373 | 31.3 | 360.2903 | 54.6125 | 0.89636 | 6.459 | -5.459 | 0 | 60 | 100% | 0 | 0 | 0 | 5.46 | 0 | 0 | 0
| 8225 | 0.44444 | 3.228 | 155 | 30.1 | 149.7185 | 39.7875 | 0.94824 | 2.8394 | -2.3949 | 0 | 60 | 100% | 0 | 0 | 0 | 2.39 | 0 | 0 | 0
| 8226 | 0.44444 | 3.228 | 15 | 29 | 14.4889 | 29.9375 | 0.98272 | 0.28477 | 0.15967 | 12 | 60 | 100% | 0 | 0 | 0 | 0 | 0 | 0 | 0
| 8227 | 7.7444 | 7.7444 | 0 | 27.8 | 0 | 27.8 | 0.9902 | 0 | 7.7444 | 11 | 59.8317 | 99.72% | 0 | 0 | 0 | 0 | 0 | 0 | 0
| 8228 | 8.9667 | 8.9667 | 0 | 27 | 0 | 27 | 0.993 | 0 | 8.9667 | 10 | 51.6683 | 86.11% | 0 | 0 | 0 | 0 | 0 | 0 | 0
| 8229 | 8.9667 | 8.9667 | 0 | 26.3 | 0 | 26.3 | 0.99545 | 0 | 8.9667 | 9 | 42.2166 | 70.36% | 0 | 0 | 0 | 0 | 0 | 0 | 0
| 8230 | 8.9667 | 8.9667 | 0 | 25.5 | 0 | 25.5 | 0.99825 | 0 | 8.9667 | 8 | 32.7649 | 54.61% | 0 | 0 | 0 | 0 | 0 | 0 | 0
| 8231 | 7.3 | 7.3 | 0 | 25.2 | 0 | 25.2 | 0.9993 | 0 | 7.3 | 7 | 23.3132 | 38.86% | 0 | 0 | 0 | 0 | 0 | 0 | 0
| 8232 | 1.6889 | 3.228 | 0 | 24.8 | 0 | 24.8 | 1.0007 | 0 | 1.6889 | 6 | 15.6184 | 26.03% | 0 | 0 | 0 | 0 | 0 | 0 | 0
| 8233 | 1.1333 | 3.228 | 0 | 24.5 | 0 | 24.5 | 1.0017 | 0 | 1.1333 | 5 | 13.8381 | 23.06% | 0 | 0 | 0 | 0 | 0 | 0 | 0
| 8234 | 1.1333 | 3.228 | 0 | 24 | 0 | 24 | 1.0035 | 0 | 1.1333 | 4 | 12.6435 | 21.07% | 0 | 0 | 0 | 0 | 0.52 | 0 | 0
| 8235 | 0.022222 | 3.228 | 0 | 24 | 0 | 24 | 1.0035 | 0 | 0.022222 | 3 | 12 | 20% | 0 | 0 | 0 | 0 | 0.02 | 0 | 0
| 8236 | 0.022222 | 3.228 | 0 | 24 | 0 | 24 | 1.0035 | 0 | 0.022222 | 2 | 12 | 20% | 0 | 0 | 0 | 0 | 0.02 | 0 | 0
| 8237 | 0.022222 | 3.228 | 0 | 24 | 0 | 24 | 1.0035 | 0 | 0.022222 | 1 | 12 | 20% | 0 | 0 | 0 | 0 | 0.02 | 0 | 0
| 8238 | 0.022222 | 3.228 | 0 | 24 | 0 | 24 | 1.0035 | 0 | 0.022222 | 0 | 12 | 20% | 0 | 0 | 0 | 0 | 0.02 | 0 | 0
| 8239 | 0.022222 | 3.228 | 2 | 22.4 | 1.9319 | 22.525 | 1.0087 | 0.038972 | -0.01675 | 0 | 12 | 20% | 0 | 0 | 0 | 0 | 0 | 0 | 0
| 8240 | 0.66667 | 3.228 | 42 | 22.9 | 40.5689 | 25.525 | 0.99816 | 0.80989 | -0.14322 | 0 | 12.0159 | 20.03% | 1 | 1 | 0.8 | 0 | 0 | 0 | 0
| 8241 | 0.77778 | 3.228 | 130 | 23.5 | 125.5704 | 31.625 | 0.97681 | 2.4532 | -1.6754 | 0 | 12.1518 | 20.25% | 1 | 0 | 0 | 0 | 0 | 0 | 0
| 8242 | 1.0444 | 3.228 | 216 | 24 | 208.64 | 37.5 | 0.95625 | 3.9902 | -2.9458 | 0 | 13.7412 | 22.9% | 1 | 0 | 0 | 0 | 0 | 0 | 0
| 8243 | 1.0444 | 3.228 | 282 | 24.7 | 272.3911 | 42.325 | 0.93936 | 5.1175 | -4.073 | 0 | 16.5358 | 27.56% | 1 | 0 | 0 | 0 | 0 | 0 | 0
| 8244 | 1.6 | 3.228 | 319 | 25.3 | 308.1303 | 45.2375 | 0.92917 | 5.7261 | -4.1261 | 0 | 20.3998 | 34% | 1 | 0 | 0 | 0 | 0 | 0 | 0
| 8245 | 1.3778 | 3.228 | 325 | 26 | 313.9259 | 46.3125 | 0.92541 | 5.8102 | -4.4324 | 0 | 24.3142 | 40.52% | 1 | 0 | 0 | 0 | 0 | 0 | 0
| 8246 | 1.1111 | 3.228 | 299 | 26 | 288.8118 | 44.6875 | 0.93109 | 5.3782 | -4.2671 | 0 | 28.5191 | 47.53% | 1 | 0 | 0 | 0 | 0 | 0 | 0
| 8247 | 1.1111 | 3.228 | 242 | 26 | 233.754 | 41.125 | 0.94356 | 4.4112 | -3.3001 | 0 | 32.5673 | 54.28% | 1 | 0 | 0 | 0 | 0 | 0 | 0
| 8248 | 1 | 3.228 | 162 | 26 | 156.48 | 36.125 | 0.96106 | 3.0077 | -2.0077 | 0 | 35.698 | 59.5% | 1 | 0 | 0 | 0 | 0 | 0 | 0
| 8249 | 0.44444 | 3.228 | 71 | 25 | 68.5807 | 29.4375 | 0.98447 | 1.3503 | -0.90587 | 0 | 37.6027 | 62.67% | 1 | 0 | 0 | 0 | 0 | 0 | 0
| 8250 | 0.44444 | 3.228 | 7 | 25 | 6.7615 | 25.4375 | 0.99847 | 0.13502 | 0.30942 | 12 | 38.4621 | 64.1% | 1 | 0 | 0 | 0 | 0 | 0 | 0
| 8251 | 7.7444 | 7.7444 | 0 | 25 | 0 | 25 | 1 | 0 | 7.7444 | 11 | 38.136 | 63.56% | 0 | 0 | 0 | 0 | 0 | 0 | 0
| 8252 | 8.9667 | 8.9667 | 0 | 24.5 | 0 | 24.5 | 1.0017 | 0 | 8.9667 | 10 | 29.9726 | 49.95% | 0 | 0 | 0 | 0 | 0 | 0 | 0
| 8253 | 8.9667 | 8.9667 | 0 | 23.9 | 0 | 23.9 | 1.0038 | 0 | 8.9667 | 9 | 20.5209 | 34.2% | 0 | 0 | 0 | 0 | 0.88 | 0 | 0
| 8254 | 8.9667 | 8.9667 | 0 | 23.4 | 0 | 23.4 | 1.0056 | 0 | 8.9667 | 8 | 12 | 20% | 0 | 0 | 0 | 0 | 8.97 | 0 | 0
| 8255 | 7.3 | 7.3 | 0 | 23.3 | 0 | 23.3 | 1.0059 | 0 | 7.3 | 7 | 12 | 20% | 0 | 0 | 0 | 0 | 7.3 | 0 | 0
| 8256 | 1.6889 | 3.228 | 0 | 23.1 | 0 | 23.1 | 1.0067 | 0 | 1.6889 | 6 | 12 | 20% | 0 | 0 | 0 | 0 | 1.69 | 0 | 0
| 8257 | 1.1333 | 3.228 | 0 | 23 | 0 | 23 | 1.007 | 0 | 1.1333 | 5 | 12 | 20% | 0 | 0 | 0 | 0 | 1.13 | 0 | 0
| 8258 | 1.1333 | 3.228 | 0 | 22.9 | 0 | 22.9 | 1.0073 | 0 | 1.1333 | 4 | 12 | 20% | 0 | 0 | 0 | 0 | 1.13 | 0 | 0
| 8259 | 0.022222 | 3.228 | 0 | 22.7 | 0 | 22.7 | 1.0081 | 0 | 0.022222 | 3 | 12 | 20% | 0 | 0 | 0 | 0 | 0.02 | 0 | 0
| 8260 | 0.022222 | 3.228 | 0 | 22.6 | 0 | 22.6 | 1.0084 | 0 | 0.022222 | 2 | 12 | 20% | 0 | 0 | 0 | 0 | 0.02 | 0 | 0
| 8261 | 0.022222 | 3.228 | 0 | 22.5 | 0 | 22.5 | 1.0088 | 0 | 0.022222 | 1 | 12 | 20% | 0 | 0 | 0 | 0 | 0.02 | 0 | 0
| 8262 | 0.022222 | 3.228 | 0 | 22.5 | 0 | 22.5 | 1.0088 | 0 | 0.022222 | 0 | 12 | 20% | 0 | 0 | 0 | 0 | 0.02 | 0 | 0
| 8263 | 0.022222 | 3.228 | 3 | 22.4 | 2.8978 | 22.5875 | 1.0084 | 0.058445 | -0.036223 | 0 | 12 | 20% | 0 | 0 | 0 | 0 | 0 | 0 | 0
| 8264 | 0.66667 | 3.228 | 62 | 23.5 | 59.8874 | 27.375 | 0.99169 | 1.1878 | -0.52113 | 0 | 12.0344 | 20.06% | 1 | 1 | 0.8 | 0 | 0 | 0 | 0
| 8265 | 0.77778 | 3.228 | 191 | 24.5 | 184.4918 | 36.4375 | 0.95997 | 3.5421 | -2.7644 | 0 | 12.5287 | 20.88% | 1 | 0 | 0 | 0 | 0 | 0 | 0
| 8266 | 1.0444 | 3.228 | 319 | 25.6 | 308.1303 | 45.5375 | 0.92812 | 5.7196 | -4.6752 | 0 | 15.1512 | 25.25% | 1 | 0 | 0 | 0 | 0 | 0 | 0
| 8267 | 1.0444 | 3.228 | 375 | 26.4 | 362.2222 | 49.8375 | 0.91307 | 6.6147 | -5.5702 | 0 | 19.5865 | 32.64% | 1 | 0 | 0 | 0 | 0 | 0 | 0
| 8268 | 1.6 | 3.228 | 374 | 27.1 | 361.2563 | 50.475 | 0.91084 | 6.5809 | -4.9809 | 0 | 24.8709 | 41.45% | 1 | 0 | 0 | 0 | 0 | 0 | 0
| 8269 | 1.3778 | 3.228 | 325 | 27.9 | 313.9259 | 48.2125 | 0.91876 | 5.7684 | -4.3906 | 0 | 29.5962 | 49.33% | 1 | 0 | 0 | 0 | 0 | 0 | 0
| 8270 | 1.1111 | 3.228 | 298 | 28.4 | 287.8459 | 47.025 | 0.92291 | 5.3131 | -4.202 | 0 | 33.7615 | 56.27% | 1 | 0 | 0 | 0 | 0 | 0 | 0
| 8271 | 1.1111 | 3.228 | 242 | 28.9 | 233.754 | 44.025 | 0.93341 | 4.3638 | -3.2527 | 0 | 37.7479 | 62.91% | 1 | 0 | 0 | 0 | 0 | 0 | 0
| 8272 | 1 | 3.228 | 162 | 29.4 | 156.48 | 39.525 | 0.94916 | 2.9705 | -1.9705 | 0 | 40.8337 | 68.06% | 1 | 0 | 0 | 0 | 0 | 0 | 0
| 8273 | 0.44444 | 3.228 | 71 | 28.4 | 68.5807 | 32.8375 | 0.97257 | 1.334 | -0.88955 | 0 | 42.7031 | 71.17% | 1 | 0 | 0 | 0 | 0 | 0 | 0
| 8274 | 0.44444 | 3.228 | 7 | 27.5 | 6.7615 | 27.9375 | 0.98972 | 0.13384 | 0.31061 | 12 | 43.547 | 72.58% | 1 | 0 | 0 | 0 | 0 | 0 | 0
| 8275 | 7.7444 | 7.7444 | 0 | 26.5 | 0 | 26.5 | 0.99475 | 0 | 7.7444 | 11 | 43.2195 | 72.03% | 0 | 0 | 0 | 0 | 0 | 0 | 0
| 8276 | 8.9667 | 8.9667 | 0 | 26.1 | 0 | 26.1 | 0.99615 | 0 | 8.9667 | 10 | 35.0562 | 58.43% | 0 | 0 | 0 | 0 | 0 | 0 | 0
| 8277 | 8.9667 | 8.9667 | 0 | 25.8 | 0 | 25.8 | 0.9972 | 0 | 8.9667 | 9 | 25.6045 | 42.67% | 0 | 0 | 0 | 0 | 0 | 0 | 0
| 8278 | 8.9667 | 8.9667 | 0 | 25.4 | 0 | 25.4 | 0.9986 | 0 | 8.9667 | 8 | 16.1528 | 26.92% | 0 | 0 | 0 | 0 | 5.03 | 0 | 0
| 8279 | 7.3 | 7.3 | 0 | 25 | 0 | 25 | 1 | 0 | 7.3 | 7 | 12 | 20% | 0 | 0 | 0 | 0 | 7.3 | 0 | 0
| 8280 | 1.6889 | 3.228 | 0 | 24.5 | 0 | 24.5 | 1.0017 | 0 | 1.6889 | 6 | 12 | 20% | 0 | 0 | 0 | 0 | 1.69 | 0 | 0
| 8281 | 1.1333 | 3.228 | 0 | 24.1 | 0 | 24.1 | 1.0031 | 0 | 1.1333 | 5 | 12 | 20% | 0 | 0 | 0 | 0 | 1.13 | 0 | 0
| 8282 | 1.1333 | 3.228 | 0 | 23.6 | 0 | 23.6 | 1.0049 | 0 | 1.1333 | 4 | 12 | 20% | 0 | 0 | 0 | 0 | 1.13 | 0 | 0
| 8283 | 0.022222 | 3.228 | 0 | 23.2 | 0 | 23.2 | 1.0063 | 0 | 0.022222 | 3 | 12 | 20% | 0 | 0 | 0 | 0 | 0.02 | 0 | 0
| 8284 | 0.022222 | 3.228 | 0 | 22.7 | 0 | 22.7 | 1.0081 | 0 | 0.022222 | 2 | 12 | 20% | 0 | 0 | 0 | 0 | 0.02 | 0 | 0
| 8285 | 0.022222 | 3.228 | 0 | 22.7 | 0 | 22.7 | 1.0081 | 0 | 0.022222 | 1 | 12 | 20% | 0 | 0 | 0 | 0 | 0.02 | 0 | 0
| 8286 | 0.022222 | 3.228 | 0 | 22.6 | 0 | 22.6 | 1.0084 | 0 | 0.022222 | 0 | 12 | 20% | 0 | 0 | 0 | 0 | 0.02 | 0 | 0
| 8287 | 0.022222 | 3.228 | 4 | 22.6 | 3.8637 | 22.85 | 1.0075 | 0.077856 | -0.055633 | 0 | 12 | 20% | 0 | 0 | 0 | 0 | 0 | 0 | 0
| 8288 | 0.66667 | 3.228 | 92 | 24.3 | 88.8652 | 30.05 | 0.98233 | 1.7459 | -1.0792 | 0 | 12.0528 | 20.09% | 1 | 1 | 0.8 | 0 | 0 | 0 | 0
| 8289 | 0.77778 | 3.228 | 300 | 26.1 | 289.7777 | 44.85 | 0.93053 | 5.3929 | -4.6151 | 0 | 13.0766 | 21.79% | 1 | 0 | 0 | 0 | 0 | 0 | 0
| 8290 | 1.0444 | 3.228 | 517 | 27.8 | 499.3837 | 60.1125 | 0.87711 | 8.7603 | -7.7158 | 0 | 17.4549 | 29.09% | 1 | 0 | 0 | 0 | 0 | 0 | 0
| 8291 | 1.0444 | 3.228 | 657 | 29.1 | 634.6133 | 70.1625 | 0.84193 | 10.686 | -9.6416 | 0 | 24.7748 | 41.29% | 1 | 0 | 0 | 0 | 0 | 0 | 0
| 8292 | 1.6 | 3.228 | 715 | 30.5 | 690.637 | 75.1875 | 0.82434 | 11.3864 | -9.7864 | 0 | 33.9216 | 56.54% | 1 | 0 | 0 | 0 | 0 | 0 | 0
| 8293 | 1.3778 | 3.228 | 687 | 31.8 | 663.591 | 74.7375 | 0.82592 | 10.9614 | -9.5837 | 0 | 43.2058 | 72.01% | 1 | 0 | 0 | 0 | 0 | 0 | 0
| 8294 | 1.1111 | 3.228 | 631 | 32.1 | 609.4992 | 71.5375 | 0.83712 | 10.2045 | -9.0934 | 0 | 52.2977 | 87.16% | 1 | 0 | 0 | 0.97 | 0 | 0 | 0
| 8295 | 1.1111 | 3.228 | 513 | 32.3 | 495.5199 | 64.3625 | 0.86223 | 8.5451 | -7.4339 | 0 | 60 | 100% | 1 | 0 | 0 | 7.43 | 0 | 0 | 0
| 8296 | 1 | 3.228 | 343 | 32.6 | 331.3126 | 54.0375 | 0.89837 | 5.9528 | -4.9528 | 0 | 60 | 100% | 0 | 0 | 0 | 4.95 | 0 | 0 | 0
| 8297 | 0.44444 | 3.228 | 152 | 31.6 | 146.8207 | 41.1 | 0.94365 | 2.7709 | -2.3265 | 0 | 60 | 100% | 0 | 0 | 0 | 2.33 | 0 | 0 | 0
| 8298 | 0.44444 | 3.228 | 16 | 30.6 | 15.4548 | 31.6 | 0.9769 | 0.30196 | 0.14249 | 12 | 60 | 100% | 0 | 0 | 0 | 0 | 0 | 0 | 0
| 8299 | 7.7444 | 7.7444 | 0 | 29.6 | 0 | 29.6 | 0.9839 | 0 | 7.7444 | 11 | 59.8498 | 99.75% | 0 | 0 | 0 | 0 | 0 | 0 | 0
| 8300 | 8.9667 | 8.9667 | 0 | 29.2 | 0 | 29.2 | 0.9853 | 0 | 8.9667 | 10 | 51.6864 | 86.14% | 0 | 0 | 0 | 0 | 0 | 0 | 0
| 8301 | 8.9667 | 8.9667 | 0 | 28.8 | 0 | 28.8 | 0.9867 | 0 | 8.9667 | 9 | 42.2347 | 70.39% | 0 | 0 | 0 | 0 | 0 | 0 | 0
| 8302 | 8.9667 | 8.9667 | 0 | 28.4 | 0 | 28.4 | 0.9881 | 0 | 8.9667 | 8 | 32.783 | 54.64% | 0 | 0 | 0 | 0 | 0 | 0 | 0
| 8303 | 7.3 | 7.3 | 0 | 27.8 | 0 | 27.8 | 0.9902 | 0 | 7.3 | 7 | 23.3314 | 38.89% | 0 | 0 | 0 | 0 | 0 | 0 | 0
| 8304 | 1.6889 | 3.228 | 0 | 27.1 | 0 | 27.1 | 0.99265 | 0 | 1.6889 | 6 | 15.6365 | 26.06% | 0 | 0 | 0 | 0 | 0 | 0 | 0
| 8305 | 1.1333 | 3.228 | 0 | 26.5 | 0 | 26.5 | 0.99475 | 0 | 1.1333 | 5 | 13.8562 | 23.09% | 0 | 0 | 0 | 0 | 0 | 0 | 0
| 8306 | 1.1333 | 3.228 | 0 | 26.2 | 0 | 26.2 | 0.9958 | 0 | 1.1333 | 4 | 12.6616 | 21.1% | 0 | 0 | 0 | 0 | 0.51 | 0 | 0
| 8307 | 0.022222 | 3.228 | 0 | 25.9 | 0 | 25.9 | 0.99685 | 0 | 0.022222 | 3 | 12 | 20% | 0 | 0 | 0 | 0 | 0.02 | 0 | 0
| 8308 | 0.022222 | 3.228 | 0 | 25.6 | 0 | 25.6 | 0.9979 | 0 | 0.022222 | 2 | 12 | 20% | 0 | 0 | 0 | 0 | 0.02 | 0 | 0
| 8309 | 0.022222 | 3.228 | 0 | 25.5 | 0 | 25.5 | 0.99825 | 0 | 0.022222 | 1 | 12 | 20% | 0 | 0 | 0 | 0 | 0.02 | 0 | 0
| 8310 | 0.022222 | 3.228 | 0 | 25.4 | 0 | 25.4 | 0.9986 | 0 | 0.022222 | 0 | 12 | 20% | 0 | 0 | 0 | 0 | 0.02 | 0 | 0
| 8311 | 0.022222 | 3.228 | 4 | 25.3 | 3.8637 | 25.55 | 0.99808 | 0.077125 | -0.054903 | 0 | 12 | 20% | 0 | 0 | 0 | 0 | 0 | 0 | 0
| 8312 | 0.66667 | 3.228 | 94 | 26.4 | 90.797 | 32.275 | 0.97454 | 1.7697 | -1.103 | 0 | 12.0521 | 20.09% | 1 | 1 | 0.8 | 0 | 0 | 0 | 0
| 8313 | 0.77778 | 3.228 | 302 | 27.6 | 291.7096 | 46.475 | 0.92484 | 5.3957 | -4.6179 | 0 | 13.0985 | 21.83% | 1 | 0 | 0 | 0 | 0 | 0 | 0
| 8314 | 1.0444 | 3.228 | 515 | 28.7 | 497.4518 | 60.8875 | 0.87439 | 8.6994 | -7.6549 | 0 | 17.4794 | 29.13% | 1 | 0 | 0 | 0 | 0 | 0 | 0
| 8315 | 1.0444 | 3.228 | 655 | 29.8 | 632.6814 | 70.7375 | 0.83992 | 10.628 | -9.5836 | 0 | 24.7415 | 41.24% | 1 | 0 | 0 | 0 | 0 | 0 | 0
| 8316 | 1.6 | 3.228 | 713 | 30.9 | 688.7051 | 75.4625 | 0.82338 | 11.3413 | -9.7413 | 0 | 33.8333 | 56.39% | 1 | 0 | 0 | 0 | 0 | 0 | 0
| 8317 | 1.3778 | 3.228 | 685 | 32 | 661.6592 | 74.8125 | 0.82566 | 10.9261 | -9.5483 | 0 | 43.0748 | 71.79% | 1 | 0 | 0 | 0 | 0 | 0 | 0
| 8318 | 1.1111 | 3.228 | 607 | 32.3 | 586.317 | 70.2375 | 0.84167 | 9.8697 | -8.7586 | 0 | 52.1331 | 86.89% | 1 | 0 | 0 | 0.47 | 0 | 0 | 0
| 8319 | 1.1111 | 3.228 | 473 | 32.5 | 456.8829 | 62.0625 | 0.87028 | 7.9523 | -6.8412 | 0 | 60 | 100% | 1 | 0 | 0 | 6.84 | 0 | 0 | 0
| 8320 | 1 | 3.228 | 301 | 32.8 | 290.7437 | 51.6125 | 0.90686 | 5.2733 | -4.2733 | 0 | 60 | 100% | 0 | 0 | 0 | 4.27 | 0 | 0 | 0
| 8321 | 0.44444 | 3.228 | 134 | 31.9 | 129.4341 | 40.275 | 0.94654 | 2.4503 | -2.0058 | 0 | 60 | 100% | 0 | 0 | 0 | 2.01 | 0 | 0 | 0
| 8322 | 0.44444 | 3.228 | 14 | 31.1 | 13.523 | 31.975 | 0.97559 | 0.26386 | 0.18059 | 12 | 60 | 100% | 0 | 0 | 0 | 0 | 0 | 0 | 0
| 8323 | 7.7444 | 7.7444 | 0 | 30.2 | 0 | 30.2 | 0.9818 | 0 | 7.7444 | 11 | 59.8096 | 99.68% | 0 | 0 | 0 | 0 | 0 | 0 | 0
| 8324 | 8.9667 | 8.9667 | 0 | 29.8 | 0 | 29.8 | 0.9832 | 0 | 8.9667 | 10 | 51.6463 | 86.08% | 0 | 0 | 0 | 0 | 0 | 0 | 0
| 8325 | 8.9667 | 8.9667 | 0 | 29.4 | 0 | 29.4 | 0.9846 | 0 | 8.9667 | 9 | 42.1946 | 70.32% | 0 | 0 | 0 | 0 | 0 | 0 | 0
| 8326 | 8.9667 | 8.9667 | 0 | 29 | 0 | 29 | 0.986 | 0 | 8.9667 | 8 | 32.7429 | 54.57% | 0 | 0 | 0 | 0 | 0 | 0 | 0
| 8327 | 7.3 | 7.3 | 0 | 28.5 | 0 | 28.5 | 0.98775 | 0 | 7.3 | 7 | 23.2912 | 38.82% | 0 | 0 | 0 | 0 | 0 | 0 | 0
| 8328 | 1.6889 | 3.228 | 0 | 28.1 | 0 | 28.1 | 0.98915 | 0 | 1.6889 | 6 | 15.5963 | 25.99% | 0 | 0 | 0 | 0 | 0 | 0 | 0
| 8329 | 1.1333 | 3.228 | 0 | 27.6 | 0 | 27.6 | 0.9909 | 0 | 1.1333 | 5 | 13.8161 | 23.03% | 0 | 0 | 0 | 0 | 0 | 0 | 0
| 8330 | 1.1333 | 3.228 | 0 | 27.2 | 0 | 27.2 | 0.9923 | 0 | 1.1333 | 4 | 12.6214 | 21.04% | 0 | 0 | 0 | 0 | 0.54 | 0 | 0
| 8331 | 0.022222 | 3.228 | 0 | 26.9 | 0 | 26.9 | 0.99335 | 0 | 0.022222 | 3 | 12 | 20% | 0 | 0 | 0 | 0 | 0.02 | 0 | 0
| 8332 | 0.022222 | 3.228 | 0 | 26.5 | 0 | 26.5 | 0.99475 | 0 | 0.022222 | 2 | 12 | 20% | 0 | 0 | 0 | 0 | 0.02 | 0 | 0
| 8333 | 0.022222 | 3.228 | 0 | 26.3 | 0 | 26.3 | 0.99545 | 0 | 0.022222 | 1 | 12 | 20% | 0 | 0 | 0 | 0 | 0.02 | 0 | 0
| 8334 | 0.022222 | 3.228 | 0 | 26.2 | 0 | 26.2 | 0.9958 | 0 | 0.022222 | 0 | 12 | 20% | 0 | 0 | 0 | 0 | 0.02 | 0 | 0
| 8335 | 0.022222 | 3.228 | 4 | 26 | 3.8637 | 26.25 | 0.99562 | 0.076936 | -0.054714 | 0 | 12 | 20% | 0 | 0 | 0 | 0 | 0 | 0 | 0
| 8336 | 0.66667 | 3.228 | 91 | 27.8 | 87.8993 | 33.4875 | 0.97029 | 1.7058 | -1.0391 | 0 | 12.0519 | 20.09% | 1 | 1 | 0.8 | 0 | 0 | 0 | 0
| 8337 | 0.77778 | 3.228 | 290 | 29.5 | 280.1185 | 47.625 | 0.92081 | 5.1587 | -4.381 | 0 | 13.0377 | 21.73% | 1 | 0 | 0 | 0 | 0 | 0 | 0
| 8338 | 1.0444 | 3.228 | 488 | 31.3 | 471.3718 | 61.8 | 0.8712 | 8.2132 | -7.1687 | 0 | 17.1938 | 28.66% | 1 | 0 | 0 | 0 | 0 | 0 | 0
| 8339 | 1.0444 | 3.228 | 641 | 32.4 | 619.1585 | 72.4625 | 0.83388 | 10.3261 | -9.2816 | 0 | 23.9947 | 39.99% | 1 | 0 | 0 | 0 | 0 | 0 | 0
| 8340 | 1.6 | 3.228 | 729 | 33.6 | 704.1599 | 79.1625 | 0.81043 | 11.4135 | -9.8135 | 0 | 32.8 | 54.67% | 1 | 0 | 0 | 0 | 0 | 0 | 0
| 8341 | 1.3778 | 3.228 | 745 | 34.7 | 719.6147 | 81.2625 | 0.80308 | 11.5582 | -10.1804 | 0 | 42.1099 | 70.18% | 1 | 0 | 0 | 0 | 0 | 0 | 0
| 8342 | 1.1111 | 3.228 | 700 | 34.6 | 676.1481 | 78.35 | 0.81327 | 10.9979 | -9.8868 | 0 | 51.7679 | 86.28% | 1 | 0 | 0 | 1.21 | 0 | 0 | 0
| 8343 | 1.1111 | 3.228 | 579 | 34.5 | 559.2711 | 70.6875 | 0.84009 | 9.3968 | -8.2857 | 0 | 60 | 100% | 1 | 0 | 0 | 8.29 | 0 | 0 | 0
| 8344 | 1 | 3.228 | 394 | 34.4 | 380.5748 | 59.025 | 0.88091 | 6.7051 | -5.7051 | 0 | 60 | 100% | 0 | 0 | 0 | 5.71 | 0 | 0 | 0
| 8345 | 0.44444 | 3.228 | 173 | 33.7 | 167.1052 | 44.5125 | 0.93171 | 3.1139 | -2.6694 | 0 | 60 | 100% | 0 | 0 | 0 | 2.67 | 0 | 0 | 0
| 8346 | 0.44444 | 3.228 | 18 | 33 | 17.3867 | 34.125 | 0.96806 | 0.33663 | 0.10782 | 12 | 60 | 100% | 0 | 0 | 0 | 0 | 0 | 0 | 0
| 8347 | 7.7444 | 7.7444 | 0 | 31.7 | 0 | 31.7 | 0.97655 | 0 | 7.7444 | 11 | 59.8864 | 99.81% | 0 | 0 | 0 | 0 | 0 | 0 | 0
| 8348 | 8.9667 | 8.9667 | 0 | 30.9 | 0 | 30.9 | 0.97935 | 0 | 8.9667 | 10 | 51.723 | 86.2% | 0 | 0 | 0 | 0 | 0 | 0 | 0
| 8349 | 8.9667 | 8.9667 | 0 | 30 | 0 | 30 | 0.9825 | 0 | 8.9667 | 9 | 42.2713 | 70.45% | 0 | 0 | 0 | 0 | 0 | 0 | 0
| 8350 | 8.9667 | 8.9667 | 0 | 29.2 | 0 | 29.2 | 0.9853 | 0 | 8.9667 | 8 | 32.8196 | 54.7% | 0 | 0 | 0 | 0 | 0 | 0 | 0
| 8351 | 7.3 | 7.3 | 0 | 28.6 | 0 | 28.6 | 0.9874 | 0 | 7.3 | 7 | 23.3679 | 38.95% | 0 | 0 | 0 | 0 | 0 | 0 | 0
| 8352 | 1.6889 | 3.228 | 0 | 28.1 | 0 | 28.1 | 0.98915 | 0 | 1.6889 | 6 | 15.673 | 26.12% | 0 | 0 | 0 | 0 | 0 | 0 | 0
| 8353 | 1.1333 | 3.228 | 0 | 27.5 | 0 | 27.5 | 0.99125 | 0 | 1.1333 | 5 | 13.8928 | 23.15% | 0 | 0 | 0 | 0 | 0 | 0 | 0
| 8354 | 1.1333 | 3.228 | 0 | 27.1 | 0 | 27.1 | 0.99265 | 0 | 1.1333 | 4 | 12.6981 | 21.16% | 0 | 0 | 0 | 0 | 0.47 | 0 | 0
| 8355 | 0.022222 | 3.228 | 0 | 26.7 | 0 | 26.7 | 0.99405 | 0 | 0.022222 | 3 | 12 | 20% | 0 | 0 | 0 | 0 | 0.02 | 0 | 0
| 8356 | 0.022222 | 3.228 | 0 | 26.3 | 0 | 26.3 | 0.99545 | 0 | 0.022222 | 2 | 12 | 20% | 0 | 0 | 0 | 0 | 0.02 | 0 | 0
| 8357 | 0.022222 | 3.228 | 0 | 26.2 | 0 | 26.2 | 0.9958 | 0 | 0.022222 | 1 | 12 | 20% | 0 | 0 | 0 | 0 | 0.02 | 0 | 0
| 8358 | 0.022222 | 3.228 | 0 | 26.1 | 0 | 26.1 | 0.99615 | 0 | 0.022222 | 0 | 12 | 20% | 0 | 0 | 0 | 0 | 0.02 | 0 | 0
| 8359 | 0.022222 | 3.228 | 3 | 26 | 2.8978 | 26.1875 | 0.99584 | 0.057715 | -0.035492 | 0 | 12 | 20% | 0 | 0 | 0 | 0 | 0 | 0 | 0
| 8360 | 0.66667 | 3.228 | 58 | 26.9 | 56.0237 | 30.525 | 0.98066 | 1.0988 | -0.43214 | 0 | 12.0337 | 20.06% | 1 | 1 | 0.8 | 0 | 0 | 0 | 0
| 8361 | 0.77778 | 3.228 | 186 | 27.7 | 179.6622 | 39.325 | 0.94986 | 3.4131 | -2.6353 | 0 | 12.4436 | 20.74% | 1 | 0 | 0 | 0 | 0 | 0 | 0
| 8362 | 1.0444 | 3.228 | 314 | 28.6 | 303.3007 | 48.225 | 0.91871 | 5.5729 | -4.5285 | 0 | 14.9437 | 24.91% | 1 | 0 | 0 | 0 | 0 | 0 | 0
| 8363 | 1.0444 | 3.228 | 484 | 29.9 | 467.5081 | 60.15 | 0.87698 | 8.1999 | -7.1554 | 0 | 19.2398 | 32.07% | 1 | 0 | 0 | 0 | 0 | 0 | 0
| 8364 | 1.6 | 3.228 | 617 | 31.3 | 595.9762 | 69.8625 | 0.84298 | 10.0479 | -8.4479 | 0 | 26.028 | 43.38% | 1 | 0 | 0 | 0 | 0 | 0 | 0
| 8365 | 1.3778 | 3.228 | 685 | 32.6 | 661.6592 | 75.4125 | 0.82356 | 10.8983 | -9.5205 | 0 | 34.0424 | 56.74% | 1 | 0 | 0 | 0 | 0 | 0 | 0
| 8366 | 1.1111 | 3.228 | 608 | 32.5 | 587.2829 | 70.5 | 0.84075 | 9.8752 | -8.7641 | 0 | 43.0744 | 71.79% | 1 | 0 | 0 | 0 | 0 | 0 | 0
| 8367 | 1.1111 | 3.228 | 474 | 32.4 | 457.8488 | 62.025 | 0.87041 | 7.9703 | -6.8592 | 0 | 51.3887 | 85.65% | 1 | 0 | 0 | 0 | 0 | 0 | 0
| 8368 | 1 | 3.228 | 302 | 32.3 | 291.7096 | 51.175 | 0.90839 | 5.2997 | -4.2997 | 0 | 57.8959 | 96.49% | 1 | 0 | 0 | 2.08 | 0 | 0 | 0
| 8369 | 0.44444 | 3.228 | 135 | 31.4 | 130.4 | 39.8375 | 0.94807 | 2.4726 | -2.0281 | 0 | 60 | 100% | 1 | 0 | 0 | 2.03 | 0 | 0 | 0
| 8370 | 0.44444 | 3.228 | 15 | 30.6 | 14.4889 | 31.5375 | 0.97712 | 0.28315 | 0.1613 | 12 | 60 | 100% | 0 | 0 | 0 | 0 | 0 | 0 | 0
| 8371 | 7.7444 | 7.7444 | 0 | 29.7 | 0 | 29.7 | 0.98355 | 0 | 7.7444 | 11 | 59.83 | 99.72% | 0 | 0 | 0 | 0 | 0 | 0 | 0
| 8372 | 8.9667 | 8.9667 | 0 | 29.1 | 0 | 29.1 | 0.98565 | 0 | 8.9667 | 10 | 51.6666 | 86.11% | 0 | 0 | 0 | 0 | 0 | 0 | 0
| 8373 | 8.9667 | 8.9667 | 0 | 28.5 | 0 | 28.5 | 0.98775 | 0 | 8.9667 | 9 | 42.2149 | 70.36% | 0 | 0 | 0 | 0 | 0 | 0 | 0
| 8374 | 8.9667 | 8.9667 | 0 | 27.9 | 0 | 27.9 | 0.98985 | 0 | 8.9667 | 8 | 32.7632 | 54.61% | 0 | 0 | 0 | 0 | 0 | 0 | 0
| 8375 | 7.3 | 7.3 | 0 | 27.7 | 0 | 27.7 | 0.99055 | 0 | 7.3 | 7 | 23.3115 | 38.85% | 0 | 0 | 0 | 0 | 0 | 0 | 0
| 8376 | 1.6889 | 3.228 | 0 | 27.4 | 0 | 27.4 | 0.9916 | 0 | 1.6889 | 6 | 15.6167 | 26.03% | 0 | 0 | 0 | 0 | 0 | 0 | 0
| 8377 | 1.1333 | 3.228 | 0 | 27.2 | 0 | 27.2 | 0.9923 | 0 | 1.1333 | 5 | 13.8364 | 23.06% | 0 | 0 | 0 | 0 | 0 | 0 | 0
| 8378 | 1.1333 | 3.228 | 0 | 26.9 | 0 | 26.9 | 0.99335 | 0 | 1.1333 | 4 | 12.6418 | 21.07% | 0 | 0 | 0 | 0 | 0.52 | 0 | 0
| 8379 | 0.022222 | 3.228 | 0 | 26.5 | 0 | 26.5 | 0.99475 | 0 | 0.022222 | 3 | 12 | 20% | 0 | 0 | 0 | 0 | 0.02 | 0 | 0
| 8380 | 0.022222 | 3.228 | 0 | 26.2 | 0 | 26.2 | 0.9958 | 0 | 0.022222 | 2 | 12 | 20% | 0 | 0 | 0 | 0 | 0.02 | 0 | 0
| 8381 | 0.022222 | 3.228 | 0 | 25.8 | 0 | 25.8 | 0.9972 | 0 | 0.022222 | 1 | 12 | 20% | 0 | 0 | 0 | 0 | 0.02 | 0 | 0
| 8382 | 0.022222 | 3.228 | 0 | 25.4 | 0 | 25.4 | 0.9986 | 0 | 0.022222 | 0 | 12 | 20% | 0 | 0 | 0 | 0 | 0.02 | 0 | 0
| 8383 | 0.022222 | 3.228 | 3 | 25 | 2.8978 | 25.1875 | 0.99934 | 0.057918 | -0.035695 | 0 | 12 | 20% | 0 | 0 | 0 | 0 | 0 | 0 | 0
| 8384 | 0.66667 | 3.228 | 62 | 26.3 | 59.8874 | 30.175 | 0.98189 | 1.1761 | -0.50939 | 0 | 12.0339 | 20.06% | 1 | 1 | 0.8 | 0 | 0 | 0 | 0
| 8385 | 0.77778 | 3.228 | 217 | 27.5 | 209.6059 | 41.0625 | 0.94378 | 3.9564 | -3.1787 | 0 | 12.5171 | 20.86% | 1 | 0 | 0 | 0 | 0 | 0 | 0
| 8386 | 1.0444 | 3.228 | 391 | 28.8 | 377.677 | 53.2375 | 0.90117 | 6.807 | -5.7626 | 0 | 15.5327 | 25.89% | 1 | 0 | 0 | 0 | 0 | 0 | 0
| 8387 | 1.0444 | 3.228 | 542 | 29.7 | 523.5318 | 63.575 | 0.86499 | 9.057 | -8.0125 | 0 | 20.9995 | 35% | 1 | 0 | 0 | 0 | 0 | 0 | 0
| 8388 | 1.6 | 3.228 | 646 | 30.6 | 623.9881 | 70.975 | 0.83909 | 10.4716 | -8.8716 | 0 | 28.6009 | 47.67% | 1 | 0 | 0 | 0 | 0 | 0 | 0
| 8389 | 1.3778 | 3.228 | 686 | 31.5 | 662.6251 | 74.375 | 0.82719 | 10.9623 | -9.5845 | 0 | 37.0172 | 61.7% | 1 | 0 | 0 | 0 | 0 | 0 | 0
| 8390 | 1.1111 | 3.228 | 653 | 31.5 | 630.7496 | 72.3125 | 0.83441 | 10.526 | -9.4149 | 0 | 46.1099 | 76.85% | 1 | 0 | 0 | 0 | 0 | 0 | 0
| 8391 | 1.1111 | 3.228 | 548 | 31.6 | 529.3274 | 65.85 | 0.85703 | 9.0729 | -7.9618 | 0 | 55.0417 | 91.74% | 1 | 0 | 0 | 2.74 | 0 | 0 | 0
| 8392 | 1 | 3.228 | 378 | 31.6 | 365.12 | 55.225 | 0.89421 | 6.5299 | -5.5299 | 0 | 60 | 100% | 1 | 0 | 0 | 5.53 | 0 | 0 | 0
| 8393 | 0.44444 | 3.228 | 173 | 30.8 | 167.1052 | 41.6125 | 0.94186 | 3.1478 | -2.7033 | 0 | 60 | 100% | 0 | 0 | 0 | 2.7 | 0 | 0 | 0
| 8394 | 0.44444 | 3.228 | 19 | 29.9 | 18.3526 | 31.0875 | 0.97869 | 0.35923 | 0.085213 | 12 | 60 | 100% | 0 | 0 | 0 | 0 | 0 | 0 | 0
| 8395 | 7.7444 | 7.7444 | 0 | 29.1 | 0 | 29.1 | 0.98565 | 0 | 7.7444 | 11 | 59.9102 | 99.85% | 0 | 0 | 0 | 0 | 0 | 0 | 0
| 8396 | 8.9667 | 8.9667 | 0 | 28.6 | 0 | 28.6 | 0.9874 | 0 | 8.9667 | 10 | 51.7468 | 86.24% | 0 | 0 | 0 | 0 | 0 | 0 | 0
| 8397 | 8.9667 | 8.9667 | 0 | 28 | 0 | 28 | 0.9895 | 0 | 8.9667 | 9 | 42.2951 | 70.49% | 0 | 0 | 0 | 0 | 0 | 0 | 0
| 8398 | 8.9667 | 8.9667 | 0 | 27.5 | 0 | 27.5 | 0.99125 | 0 | 8.9667 | 8 | 32.8434 | 54.74% | 0 | 0 | 0 | 0 | 0 | 0 | 0
| 8399 | 7.3 | 7.3 | 0 | 26.8 | 0 | 26.8 | 0.9937 | 0 | 7.3 | 7 | 23.3917 | 38.99% | 0 | 0 | 0 | 0 | 0 | 0 | 0
| 8400 | 1.6889 | 3.228 | 0 | 26 | 0 | 26 | 0.9965 | 0 | 1.6889 | 6 | 15.6969 | 26.16% | 0 | 0 | 0 | 0 | 0 | 0 | 0
| 8401 | 1.1333 | 3.228 | 0 | 25.3 | 0 | 25.3 | 0.99895 | 0 | 1.1333 | 5 | 13.9166 | 23.19% | 0 | 0 | 0 | 0 | 0 | 0 | 0
| 8402 | 1.1333 | 3.228 | 0 | 24.6 | 0 | 24.6 | 1.0014 | 0 | 1.1333 | 4 | 12.722 | 21.2% | 0 | 0 | 0 | 0 | 0.45 | 0 | 0
| 8403 | 0.022222 | 3.228 | 0 | 23.9 | 0 | 23.9 | 1.0038 | 0 | 0.022222 | 3 | 12 | 20% | 0 | 0 | 0 | 0 | 0.02 | 0 | 0
| 8404 | 0.022222 | 3.228 | 0 | 23.2 | 0 | 23.2 | 1.0063 | 0 | 0.022222 | 2 | 12 | 20% | 0 | 0 | 0 | 0 | 0.02 | 0 | 0
| 8405 | 0.022222 | 3.228 | 0 | 22.6 | 0 | 22.6 | 1.0084 | 0 | 0.022222 | 1 | 12 | 20% | 0 | 0 | 0 | 0 | 0.02 | 0 | 0
| 8406 | 0.022222 | 3.228 | 0 | 22.1 | 0 | 22.1 | 1.0102 | 0 | 0.022222 | 0 | 12 | 20% | 0 | 0 | 0 | 0 | 0.02 | 0 | 0
| 8407 | 0.022222 | 3.228 | 4 | 21.5 | 3.8637 | 21.75 | 1.0114 | 0.078153 | -0.055931 | 0 | 12 | 20% | 0 | 0 | 0 | 0 | 0 | 0 | 0
| 8408 | 0.66667 | 3.228 | 89 | 22.6 | 85.9674 | 28.1625 | 0.98893 | 1.7003 | -1.0337 | 0 | 12.0531 | 20.09% | 1 | 1 | 0.8 | 0 | 0 | 0 | 0
| 8409 | 0.77778 | 3.228 | 280 | 23.7 | 270.4592 | 41.2 | 0.9433 | 5.1025 | -4.3247 | 0 | 13.0337 | 21.72% | 1 | 0 | 0 | 0 | 0 | 0 | 0
| 8410 | 1.0444 | 3.228 | 449 | 24.8 | 433.7007 | 52.8625 | 0.90248 | 7.8281 | -6.7837 | 0 | 17.1364 | 28.56% | 1 | 0 | 0 | 0 | 0 | 0 | 0
| 8411 | 1.0444 | 3.228 | 611 | 25.7 | 590.1807 | 63.8875 | 0.86389 | 10.1971 | -9.1526 | 0 | 23.572 | 39.29% | 1 | 0 | 0 | 0 | 0 | 0 | 0
| 8412 | 1.6 | 3.228 | 716 | 26.6 | 691.6029 | 71.35 | 0.83778 | 11.5882 | -9.9882 | 0 | 32.255 | 53.76% | 1 | 0 | 0 | 0 | 0 | 0 | 0
| 8413 | 1.3778 | 3.228 | 750 | 27.5 | 724.4444 | 74.375 | 0.82719 | 11.985 | -10.6072 | 0 | 41.7306 | 69.55% | 1 | 0 | 0 | 0 | 0 | 0 | 0
| 8414 | 1.1111 | 3.228 | 692 | 28.2 | 668.4207 | 71.45 | 0.83742 | 11.195 | -10.0839 | 0 | 51.7935 | 86.32% | 1 | 0 | 0 | 1.43 | 0 | 0 | 0
| 8415 | 1.1111 | 3.228 | 565 | 28.8 | 545.7481 | 64.1125 | 0.86311 | 9.4208 | -8.3097 | 0 | 60 | 100% | 1 | 0 | 0 | 8.31 | 0 | 0 | 0
| 8416 | 1 | 3.228 | 382 | 29.5 | 368.9837 | 53.375 | 0.90069 | 6.6468 | -5.6468 | 0 | 60 | 100% | 0 | 0 | 0 | 5.65 | 0 | 0 | 0
| 8417 | 0.44444 | 3.228 | 172 | 28.5 | 166.1392 | 39.25 | 0.95012 | 3.1571 | -2.7126 | 0 | 60 | 100% | 0 | 0 | 0 | 2.71 | 0 | 0 | 0
| 8418 | 0.44444 | 3.228 | 19 | 27.6 | 18.3526 | 28.7875 | 0.98674 | 0.36219 | 0.082258 | 12 | 60 | 100% | 0 | 0 | 0 | 0 | 0 | 0 | 0
| 8419 | 7.7444 | 7.7444 | 0 | 26.6 | 0 | 26.6 | 0.9944 | 0 | 7.7444 | 11 | 59.9133 | 99.86% | 0 | 0 | 0 | 0 | 0 | 0 | 0
| 8420 | 8.9667 | 8.9667 | 0 | 25.7 | 0 | 25.7 | 0.99755 | 0 | 8.9667 | 10 | 51.7499 | 86.25% | 0 | 0 | 0 | 0 | 0 | 0 | 0
| 8421 | 8.9667 | 8.9667 | 0 | 24.8 | 0 | 24.8 | 1.0007 | 0 | 8.9667 | 9 | 42.2982 | 70.5% | 0 | 0 | 0 | 0 | 0 | 0 | 0
| 8422 | 8.9667 | 8.9667 | 0 | 23.9 | 0 | 23.9 | 1.0038 | 0 | 8.9667 | 8 | 32.8465 | 54.74% | 0 | 0 | 0 | 0 | 0 | 0 | 0
| 8423 | 7.3 | 7.3 | 0 | 23.4 | 0 | 23.4 | 1.0056 | 0 | 7.3 | 7 | 23.3948 | 38.99% | 0 | 0 | 0 | 0 | 0 | 0 | 0
| 8424 | 1.6889 | 3.228 | 0 | 22.9 | 0 | 22.9 | 1.0073 | 0 | 1.6889 | 6 | 15.7 | 26.17% | 0 | 0 | 0 | 0 | 0 | 0 | 0
| 8425 | 1.1333 | 3.228 | 0 | 22.4 | 0 | 22.4 | 1.0091 | 0 | 1.1333 | 5 | 13.9197 | 23.2% | 0 | 0 | 0 | 0 | 0 | 0 | 0
| 8426 | 1.1333 | 3.228 | 0 | 21.5 | 0 | 21.5 | 1.0123 | 0 | 1.1333 | 4 | 12.7251 | 21.21% | 0 | 0 | 0 | 0 | 0.45 | 0 | 0
| 8427 | 0.022222 | 3.228 | 0 | 20.7 | 0 | 20.7 | 1.0151 | 0 | 0.022222 | 3 | 12 | 20% | 0 | 0 | 0 | 0 | 0.02 | 0 | 0
| 8428 | 0.022222 | 3.228 | 0 | 19.8 | 0 | 19.8 | 1.0182 | 0 | 0.022222 | 2 | 12 | 20% | 0 | 0 | 0 | 0 | 0.02 | 0 | 0
| 8429 | 0.022222 | 3.228 | 0 | 19.3 | 0 | 19.3 | 1.0199 | 0 | 0.022222 | 1 | 12 | 20% | 0 | 0 | 0 | 0 | 0.02 | 0 | 0
| 8430 | 0.022222 | 3.228 | 0 | 18.8 | 0 | 18.8 | 1.0217 | 0 | 0.022222 | 0 | 12 | 20% | 0 | 0 | 0 | 0 | 0.02 | 0 | 0
| 8431 | 0.022222 | 3.228 | 4 | 18.3 | 3.8637 | 18.55 | 1.0226 | 0.079019 | -0.056796 | 0 | 12 | 20% | 0 | 0 | 0 | 0 | 0 | 0 | 0
| 8432 | 0.66667 | 3.228 | 91 | 19.7 | 87.8993 | 25.3875 | 0.99864 | 1.7556 | -1.0889 | 0 | 12.0539 | 20.09% | 1 | 1 | 0.8 | 0 | 0 | 0 | 0
| 8433 | 0.77778 | 3.228 | 300 | 21.1 | 289.7777 | 39.85 | 0.94803 | 5.4943 | -4.7166 | 0 | 13.0869 | 21.81% | 1 | 0 | 0 | 0 | 0 | 0 | 0
| 8434 | 1.0444 | 3.228 | 511 | 22.5 | 493.5881 | 54.4375 | 0.89697 | 8.8547 | -7.8102 | 0 | 17.5615 | 29.27% | 1 | 0 | 0 | 0 | 0 | 0 | 0
| 8435 | 1.0444 | 3.228 | 682 | 23 | 658.7614 | 65.625 | 0.85781 | 11.3019 | -10.2574 | 0 | 24.9709 | 41.62% | 1 | 0 | 0 | 0 | 0 | 0 | 0
| 8436 | 1.6 | 3.228 | 784 | 24.6 | 757.2858 | 73.6 | 0.8299 | 12.5694 | -10.9694 | 0 | 34.7019 | 57.84% | 1 | 0 | 0 | 0.21 | 0 | 0 | 0
| 8437 | 1.3778 | 3.228 | 808 | 26.2 | 780.4681 | 76.7 | 0.81905 | 12.7848 | -11.4071 | 0 | 44.9098 | 74.85% | 1 | 0 | 0 | 0.65 | 0 | 0 | 0
| 8438 | 1.1111 | 3.228 | 746 | 27 | 720.5807 | 73.625 | 0.82981 | 11.9589 | -10.8478 | 0 | 55.1176 | 91.86% | 1 | 0 | 0 | 5.7 | 0 | 0 | 0
| 8439 | 1.1111 | 3.228 | 610 | 27.7 | 589.2148 | 65.825 | 0.85711 | 10.1005 | -8.9894 | 0 | 60 | 100% | 1 | 0 | 0 | 8.99 | 0 | 0 | 0
| 8440 | 1 | 3.228 | 412 | 28.5 | 397.9614 | 54.25 | 0.89763 | 7.1444 | -6.1444 | 0 | 60 | 100% | 0 | 0 | 0 | 6.14 | 0 | 0 | 0
| 8441 | 0.44444 | 3.228 | 186 | 27.8 | 179.6622 | 39.425 | 0.94951 | 3.4118 | -2.9674 | 0 | 60 | 100% | 0 | 0 | 0 | 2.97 | 0 | 0 | 0
| 8442 | 0.44444 | 3.228 | 20 | 27.1 | 19.3185 | 28.35 | 0.98828 | 0.38184 | 0.062604 | 12 | 60 | 100% | 0 | 0 | 0 | 0 | 0 | 0 | 0
| 8443 | 7.7444 | 7.7444 | 0 | 26.4 | 0 | 26.4 | 0.9951 | 0 | 7.7444 | 11 | 59.934 | 99.89% | 0 | 0 | 0 | 0 | 0 | 0 | 0
| 8444 | 8.9667 | 8.9667 | 0 | 25.6 | 0 | 25.6 | 0.9979 | 0 | 8.9667 | 10 | 51.7706 | 86.28% | 0 | 0 | 0 | 0 | 0 | 0 | 0
| 8445 | 8.9667 | 8.9667 | 0 | 24.8 | 0 | 24.8 | 1.0007 | 0 | 8.9667 | 9 | 42.319 | 70.53% | 0 | 0 | 0 | 0 | 0 | 0 | 0
| 8446 | 8.9667 | 8.9667 | 0 | 24 | 0 | 24 | 1.0035 | 0 | 8.9667 | 8 | 32.8673 | 54.78% | 0 | 0 | 0 | 0 | 0 | 0 | 0
| 8447 | 7.3 | 7.3 | 0 | 23.3 | 0 | 23.3 | 1.0059 | 0 | 7.3 | 7 | 23.4156 | 39.03% | 0 | 0 | 0 | 0 | 0 | 0 | 0
| 8448 | 1.6889 | 3.228 | 0 | 22.7 | 0 | 22.7 | 1.0081 | 0 | 1.6889 | 6 | 15.7207 | 26.2% | 0 | 0 | 0 | 0 | 0 | 0 | 0
| 8449 | 1.1333 | 3.228 | 0 | 22 | 0 | 22 | 1.0105 | 0 | 1.1333 | 5 | 13.9404 | 23.23% | 0 | 0 | 0 | 0 | 0 | 0 | 0
| 8450 | 1.1333 | 3.228 | 0 | 21.3 | 0 | 21.3 | 1.013 | 0 | 1.1333 | 4 | 12.7458 | 21.24% | 0 | 0 | 0 | 0 | 0.43 | 0 | 0
| 8451 | 0.022222 | 3.228 | 0 | 20.7 | 0 | 20.7 | 1.0151 | 0 | 0.022222 | 3 | 12 | 20% | 0 | 0 | 0 | 0 | 0.02 | 0 | 0
| 8452 | 0.022222 | 3.228 | 0 | 20 | 0 | 20 | 1.0175 | 0 | 0.022222 | 2 | 12 | 20% | 0 | 0 | 0 | 0 | 0.02 | 0 | 0
| 8453 | 0.022222 | 3.228 | 0 | 20.1 | 0 | 20.1 | 1.0171 | 0 | 0.022222 | 1 | 12 | 20% | 0 | 0 | 0 | 0 | 0.02 | 0 | 0
| 8454 | 0.022222 | 3.228 | 0 | 20.1 | 0 | 20.1 | 1.0171 | 0 | 0.022222 | 0 | 12 | 20% | 0 | 0 | 0 | 0 | 0.02 | 0 | 0
| 8455 | 0.022222 | 3.228 | 4 | 20.2 | 3.8637 | 20.45 | 1.0159 | 0.078505 | -0.056282 | 0 | 12 | 20% | 0 | 0 | 0 | 0 | 0 | 0 | 0
| 8456 | 0.66667 | 3.228 | 90 | 21.5 | 86.9333 | 27.125 | 0.99256 | 1.7257 | -1.0591 | 0 | 12.0534 | 20.09% | 1 | 1 | 0.8 | 0 | 0 | 0 | 0
| 8457 | 0.77778 | 3.228 | 303 | 22.7 | 292.6755 | 41.6375 | 0.94177 | 5.5127 | -4.7349 | 0 | 13.0581 | 21.76% | 1 | 0 | 0 | 0 | 0 | 0 | 0
| 8458 | 1.0444 | 3.228 | 521 | 24 | 503.2474 | 56.5625 | 0.88953 | 8.9531 | -7.9086 | 0 | 17.55 | 29.25% | 1 | 0 | 0 | 0 | 0 | 0 | 0
| 8459 | 1.0444 | 3.228 | 688 | 25.2 | 664.557 | 68.2 | 0.8488 | 11.2815 | -10.2371 | 0 | 25.0528 | 41.75% | 1 | 0 | 0 | 0 | 0 | 0 | 0
| 8460 | 1.6 | 3.228 | 786 | 26.3 | 759.2177 | 75.425 | 0.82351 | 12.5045 | -10.9045 | 0 | 34.7645 | 57.94% | 1 | 0 | 0 | 0.14 | 0 | 0 | 0
| 8461 | 1.3778 | 3.228 | 805 | 27.5 | 777.5703 | 77.8125 | 0.81516 | 12.6768 | -11.299 | 0 | 44.9724 | 74.95% | 1 | 0 | 0 | 0.54 | 0 | 0 | 0
| 8462 | 1.1111 | 3.228 | 742 | 28.3 | 716.717 | 74.675 | 0.82614 | 11.8421 | -10.731 | 0 | 55.1802 | 91.97% | 1 | 0 | 0 | 5.65 | 0 | 0 | 0
| 8463 | 1.1111 | 3.228 | 606 | 29 | 585.3511 | 66.875 | 0.85344 | 9.9912 | -8.8801 | 0 | 60 | 100% | 1 | 0 | 0 | 8.88 | 0 | 0 | 0
| 8464 | 1 | 3.228 | 410 | 29.8 | 396.0296 | 55.425 | 0.89351 | 7.0771 | -6.0771 | 0 | 60 | 100% | 0 | 0 | 0 | 6.08 | 0 | 0 | 0
| 8465 | 0.44444 | 3.228 | 185 | 28.7 | 178.6963 | 40.2625 | 0.94658 | 3.383 | -2.9386 | 0 | 60 | 100% | 0 | 0 | 0 | 2.94 | 0 | 0 | 0
| 8466 | 0.44444 | 3.228 | 20 | 27.7 | 19.3185 | 28.95 | 0.98618 | 0.38103 | 0.063416 | 12 | 60 | 100% | 0 | 0 | 0 | 0 | 0 | 0 | 0
| 8467 | 7.7444 | 7.7444 | 0 | 26.6 | 0 | 26.6 | 0.9944 | 0 | 7.7444 | 11 | 59.9332 | 99.89% | 0 | 0 | 0 | 0 | 0 | 0 | 0
| 8468 | 8.9667 | 8.9667 | 0 | 25.8 | 0 | 25.8 | 0.9972 | 0 | 8.9667 | 10 | 51.7698 | 86.28% | 0 | 0 | 0 | 0 | 0 | 0 | 0
| 8469 | 8.9667 | 8.9667 | 0 | 24.9 | 0 | 24.9 | 1.0004 | 0 | 8.9667 | 9 | 42.3181 | 70.53% | 0 | 0 | 0 | 0 | 0 | 0 | 0
| 8470 | 8.9667 | 8.9667 | 0 | 24.1 | 0 | 24.1 | 1.0031 | 0 | 8.9667 | 8 | 32.8664 | 54.78% | 0 | 0 | 0 | 0 | 0 | 0 | 0
| 8471 | 7.3 | 7.3 | 0 | 23.4 | 0 | 23.4 | 1.0056 | 0 | 7.3 | 7 | 23.4147 | 39.02% | 0 | 0 | 0 | 0 | 0 | 0 | 0
| 8472 | 1.6889 | 3.228 | 0 | 22.7 | 0 | 22.7 | 1.0081 | 0 | 1.6889 | 6 | 15.7198 | 26.2% | 0 | 0 | 0 | 0 | 0 | 0 | 0
| 8473 | 1.1333 | 3.228 | 0 | 22 | 0 | 22 | 1.0105 | 0 | 1.1333 | 5 | 13.9396 | 23.23% | 0 | 0 | 0 | 0 | 0 | 0 | 0
| 8474 | 1.1333 | 3.228 | 0 | 21.7 | 0 | 21.7 | 1.0115 | 0 | 1.1333 | 4 | 12.7449 | 21.24% | 0 | 0 | 0 | 0 | 0.43 | 0 | 0
| 8475 | 0.022222 | 3.228 | 0 | 21.3 | 0 | 21.3 | 1.013 | 0 | 0.022222 | 3 | 12 | 20% | 0 | 0 | 0 | 0 | 0.02 | 0 | 0
| 8476 | 0.022222 | 3.228 | 0 | 21 | 0 | 21 | 1.014 | 0 | 0.022222 | 2 | 12 | 20% | 0 | 0 | 0 | 0 | 0.02 | 0 | 0
| 8477 | 0.022222 | 3.228 | 0 | 20.7 | 0 | 20.7 | 1.0151 | 0 | 0.022222 | 1 | 12 | 20% | 0 | 0 | 0 | 0 | 0.02 | 0 | 0
| 8478 | 0.022222 | 3.228 | 0 | 20.4 | 0 | 20.4 | 1.0161 | 0 | 0.022222 | 0 | 12 | 20% | 0 | 0 | 0 | 0 | 0.02 | 0 | 0
| 8479 | 0.022222 | 3.228 | 3 | 20.1 | 2.8978 | 20.2875 | 1.0165 | 0.058911 | -0.036689 | 0 | 12 | 20% | 0 | 0 | 0 | 0 | 0 | 0 | 0
| 8480 | 0.66667 | 3.228 | 88 | 21.8 | 85.0015 | 27.3 | 0.99195 | 1.6863 | -1.0197 | 0 | 12.0348 | 20.06% | 1 | 1 | 0.8 | 0 | 0 | 0 | 0
| 8481 | 0.77778 | 3.228 | 296 | 23.4 | 285.914 | 41.9 | 0.94085 | 5.38 | -4.6023 | 0 | 13.0022 | 21.67% | 1 | 0 | 0 | 0 | 0 | 0 | 0
| 8482 | 1.0444 | 3.228 | 507 | 25.1 | 489.7244 | 56.7875 | 0.88874 | 8.7048 | -7.6603 | 0 | 17.3683 | 28.95% | 1 | 0 | 0 | 0 | 0 | 0 | 0
| 8483 | 1.0444 | 3.228 | 671 | 26.7 | 648.1362 | 68.6375 | 0.84727 | 10.9829 | -9.9385 | 0 | 24.6355 | 41.06% | 1 | 0 | 0 | 0 | 0 | 0 | 0
| 8484 | 1.6 | 3.228 | 767 | 28.2 | 740.8651 | 76.1375 | 0.82102 | 12.1653 | -10.5653 | 0 | 34.064 | 56.77% | 1 | 0 | 0 | 0 | 0 | 0 | 0
| 8485 | 1.3778 | 3.228 | 786 | 29.8 | 759.2177 | 78.925 | 0.81126 | 12.3185 | -10.9407 | 0 | 44.0871 | 73.48% | 1 | 0 | 0 | 0.18 | 0 | 0 | 0
| 8486 | 1.1111 | 3.228 | 728 | 30.5 | 703.194 | 76 | 0.8215 | 11.5535 | -10.4424 | 0 | 54.2949 | 90.49% | 1 | 0 | 0 | 4.43 | 0 | 0 | 0
| 8487 | 1.1111 | 3.228 | 597 | 31.3 | 576.6577 | 68.6125 | 0.84736 | 9.7727 | -8.6616 | 0 | 60 | 100% | 1 | 0 | 0 | 8.66 | 0 | 0 | 0
| 8488 | 1 | 3.228 | 405 | 32 | 391.2 | 57.3125 | 0.88691 | 6.9392 | -5.9392 | 0 | 60 | 100% | 0 | 0 | 0 | 5.94 | 0 | 0 | 0
| 8489 | 0.44444 | 3.228 | 185 | 30.6 | 178.6963 | 42.1625 | 0.93993 | 3.3592 | -2.9148 | 0 | 60 | 100% | 0 | 0 | 0 | 2.91 | 0 | 0 | 0
| 8490 | 0.44444 | 3.228 | 21 | 29.2 | 20.2844 | 30.5125 | 0.98071 | 0.39786 | 0.046583 | 12 | 60 | 100% | 0 | 0 | 0 | 0 | 0 | 0 | 0
| 8491 | 7.7444 | 7.7444 | 0 | 27.8 | 0 | 27.8 | 0.9902 | 0 | 7.7444 | 11 | 59.9509 | 99.92% | 0 | 0 | 0 | 0 | 0 | 0 | 0
| 8492 | 8.9667 | 8.9667 | 0 | 27 | 0 | 27 | 0.993 | 0 | 8.9667 | 10 | 51.7875 | 86.31% | 0 | 0 | 0 | 0 | 0 | 0 | 0
| 8493 | 8.9667 | 8.9667 | 0 | 26.2 | 0 | 26.2 | 0.9958 | 0 | 8.9667 | 9 | 42.3358 | 70.56% | 0 | 0 | 0 | 0 | 0 | 0 | 0
| 8494 | 8.9667 | 8.9667 | 0 | 25.4 | 0 | 25.4 | 0.9986 | 0 | 8.9667 | 8 | 32.8841 | 54.81% | 0 | 0 | 0 | 0 | 0 | 0 | 0
| 8495 | 7.3 | 7.3 | 0 | 25.1 | 0 | 25.1 | 0.99965 | 0 | 7.3 | 7 | 23.4324 | 39.05% | 0 | 0 | 0 | 0 | 0 | 0 | 0
| 8496 | 1.6889 | 3.228 | 0 | 24.7 | 0 | 24.7 | 1.001 | 0 | 1.6889 | 6 | 15.7376 | 26.23% | 0 | 0 | 0 | 0 | 0 | 0 | 0
| 8497 | 1.1333 | 3.228 | 0 | 24.4 | 0 | 24.4 | 1.0021 | 0 | 1.1333 | 5 | 13.9573 | 23.26% | 0 | 0 | 0 | 0 | 0 | 0 | 0
| 8498 | 1.1333 | 3.228 | 0 | 24.1 | 0 | 24.1 | 1.0031 | 0 | 1.1333 | 4 | 12.7627 | 21.27% | 0 | 0 | 0 | 0 | 0.41 | 0 | 0
| 8499 | 0.022222 | 3.228 | 0 | 23.9 | 0 | 23.9 | 1.0038 | 0 | 0.022222 | 3 | 12 | 20% | 0 | 0 | 0 | 0 | 0.02 | 0 | 0
| 8500 | 0.022222 | 3.228 | 0 | 23.6 | 0 | 23.6 | 1.0049 | 0 | 0.022222 | 2 | 12 | 20% | 0 | 0 | 0 | 0 | 0.02 | 0 | 0
| 8501 | 0.022222 | 3.228 | 0 | 23.7 | 0 | 23.7 | 1.0046 | 0 | 0.022222 | 1 | 12 | 20% | 0 | 0 | 0 | 0 | 0.02 | 0 | 0
| 8502 | 0.022222 | 3.228 | 0 | 23.7 | 0 | 23.7 | 1.0046 | 0 | 0.022222 | 0 | 12 | 20% | 0 | 0 | 0 | 0 | 0.02 | 0 | 0
| 8503 | 0.022222 | 3.228 | 2 | 23.8 | 1.9319 | 23.925 | 1.0038 | 0.038782 | -0.01656 | 0 | 12 | 20% | 0 | 0 | 0 | 0 | 0 | 0 | 0
| 8504 | 0.66667 | 3.228 | 53 | 24.5 | 51.1941 | 27.8125 | 0.99016 | 1.0138 | -0.34714 | 0 | 12.0157 | 20.03% | 1 | 1 | 0.8 | 0 | 0 | 0 | 0
| 8505 | 0.77778 | 3.228 | 180 | 25.3 | 173.8666 | 36.55 | 0.95958 | 3.3368 | -2.559 | 0 | 12.345 | 20.58% | 1 | 0 | 0 | 0 | 0 | 0 | 0
| 8506 | 1.0444 | 3.228 | 310 | 26 | 299.437 | 45.375 | 0.92869 | 5.5617 | -4.5172 | 0 | 14.7727 | 24.62% | 1 | 0 | 0 | 0 | 0 | 0 | 0
| 8507 | 1.0444 | 3.228 | 448 | 27.5 | 432.7348 | 55.5 | 0.89325 | 7.7308 | -6.6864 | 0 | 19.0581 | 31.76% | 1 | 0 | 0 | 0 | 0 | 0 | 0
| 8508 | 1.6 | 3.228 | 552 | 28.9 | 533.1911 | 63.4 | 0.8656 | 9.2306 | -7.6306 | 0 | 25.4014 | 42.34% | 1 | 0 | 0 | 0 | 0 | 0 | 0
| 8509 | 1.3778 | 3.228 | 602 | 30.4 | 581.4873 | 68.025 | 0.84941 | 9.8785 | -8.5007 | 0 | 32.6404 | 54.4% | 1 | 0 | 0 | 0 | 0 | 0 | 0
| 8510 | 1.1111 | 3.228 | 615 | 30.9 | 594.0444 | 69.3375 | 0.84482 | 10.0372 | -8.9261 | 0 | 40.7048 | 67.84% | 1 | 0 | 0 | 0 | 0 | 0 | 0
| 8511 | 1.1111 | 3.228 | 541 | 31.5 | 522.5659 | 65.3125 | 0.85891 | 8.9767 | -7.8656 | 0 | 49.1729 | 81.95% | 1 | 0 | 0 | 0 | 0 | 0 | 0
| 8512 | 1 | 3.228 | 387 | 32 | 373.8133 | 56.1875 | 0.89084 | 6.6602 | -5.6602 | 0 | 56.6348 | 94.39% | 1 | 0 | 0 | 2.11 | 0 | 0 | 0
| 8513 | 0.44444 | 3.228 | 169 | 30.9 | 163.2415 | 41.4625 | 0.94238 | 3.0767 | -2.6323 | 0 | 60 | 100% | 1 | 0 | 0 | 2.63 | 0 | 0 | 0
| 8514 | 0.44444 | 3.228 | 18 | 29.9 | 17.3867 | 31.025 | 0.97891 | 0.3404 | 0.10404 | 12 | 60 | 100% | 0 | 0 | 0 | 0 | 0 | 0 | 0
| 8515 | 7.7444 | 7.7444 | 0 | 28.8 | 0 | 28.8 | 0.9867 | 0 | 7.7444 | 11 | 59.8903 | 99.82% | 0 | 0 | 0 | 0 | 0 | 0 | 0
| 8516 | 8.9667 | 8.9667 | 0 | 28.2 | 0 | 28.2 | 0.9888 | 0 | 8.9667 | 10 | 51.727 | 86.21% | 0 | 0 | 0 | 0 | 0 | 0 | 0
| 8517 | 8.9667 | 8.9667 | 0 | 27.6 | 0 | 27.6 | 0.9909 | 0 | 8.9667 | 9 | 42.2753 | 70.46% | 0 | 0 | 0 | 0 | 0 | 0 | 0
| 8518 | 8.9667 | 8.9667 | 0 | 27 | 0 | 27 | 0.993 | 0 | 8.9667 | 8 | 32.8236 | 54.71% | 0 | 0 | 0 | 0 | 0 | 0 | 0
| 8519 | 7.3 | 7.3 | 0 | 26.5 | 0 | 26.5 | 0.99475 | 0 | 7.3 | 7 | 23.3719 | 38.95% | 0 | 0 | 0 | 0 | 0 | 0 | 0
| 8520 | 1.6889 | 3.228 | 0 | 25.9 | 0 | 25.9 | 0.99685 | 0 | 1.6889 | 6 | 15.677 | 26.13% | 0 | 0 | 0 | 0 | 0 | 0 | 0
| 8521 | 1.1333 | 3.228 | 0 | 25.4 | 0 | 25.4 | 0.9986 | 0 | 1.1333 | 5 | 13.8968 | 23.16% | 0 | 0 | 0 | 0 | 0 | 0 | 0
| 8522 | 1.1333 | 3.228 | 0 | 24.9 | 0 | 24.9 | 1.0004 | 0 | 1.1333 | 4 | 12.7021 | 21.17% | 0 | 0 | 0 | 0 | 0.47 | 0 | 0
| 8523 | 0.022222 | 3.228 | 0 | 24.3 | 0 | 24.3 | 1.0025 | 0 | 0.022222 | 3 | 12 | 20% | 0 | 0 | 0 | 0 | 0.02 | 0 | 0
| 8524 | 0.022222 | 3.228 | 0 | 23.8 | 0 | 23.8 | 1.0042 | 0 | 0.022222 | 2 | 12 | 20% | 0 | 0 | 0 | 0 | 0.02 | 0 | 0
| 8525 | 0.022222 | 3.228 | 0 | 23.4 | 0 | 23.4 | 1.0056 | 0 | 0.022222 | 1 | 12 | 20% | 0 | 0 | 0 | 0 | 0.02 | 0 | 0
| 8526 | 0.022222 | 3.228 | 0 | 22.9 | 0 | 22.9 | 1.0073 | 0 | 0.022222 | 0 | 12 | 20% | 0 | 0 | 0 | 0 | 0.02 | 0 | 0
| 8527 | 0.022222 | 3.228 | 3 | 22.5 | 2.8978 | 22.6875 | 1.0081 | 0.058425 | -0.036202 | 0 | 12 | 20% | 0 | 0 | 0 | 0 | 0 | 0 | 0
| 8528 | 0.66667 | 3.228 | 69 | 23.2 | 66.6489 | 27.5125 | 0.99121 | 1.3213 | -0.65459 | 0 | 12.0343 | 20.06% | 1 | 1 | 0.8 | 0 | 0 | 0 | 0
| 8529 | 0.77778 | 3.228 | 211 | 24 | 203.8103 | 37.1875 | 0.95734 | 3.9023 | -3.1246 | 0 | 12.6553 | 21.09% | 1 | 0 | 0 | 0 | 0 | 0 | 0
| 8530 | 1.0444 | 3.228 | 310 | 24.7 | 299.437 | 44.075 | 0.93324 | 5.5889 | -4.5445 | 0 | 15.6196 | 26.03% | 1 | 0 | 0 | 0 | 0 | 0 | 0
| 8531 | 1.0444 | 3.228 | 513 | 26.5 | 495.5199 | 58.5625 | 0.88253 | 8.7462 | -7.7018 | 0 | 19.9308 | 33.22% | 1 | 0 | 0 | 0 | 0 | 0 | 0
| 8532 | 1.6 | 3.228 | 672 | 28.3 | 649.1022 | 70.3 | 0.84145 | 10.9237 | -9.3237 | 0 | 27.2374 | 45.4% | 1 | 0 | 0 | 0 | 0 | 0 | 0
| 8533 | 1.3778 | 3.228 | 750 | 30.1 | 724.4444 | 76.975 | 0.81809 | 11.8532 | -10.4754 | 0 | 36.0827 | 60.14% | 1 | 0 | 0 | 0 | 0 | 0 | 0
| 8534 | 1.1111 | 3.228 | 617 | 29.7 | 595.9762 | 68.2625 | 0.84858 | 10.1147 | -9.0036 | 0 | 46.0205 | 76.7% | 1 | 0 | 0 | 0 | 0 | 0 | 0
| 8535 | 1.1111 | 3.228 | 402 | 29.3 | 388.3022 | 54.425 | 0.89701 | 6.9662 | -5.8551 | 0 | 54.562 | 90.94% | 1 | 0 | 0 | 0.12 | 0 | 0 | 0
| 8536 | 1 | 3.228 | 170 | 28.9 | 164.2074 | 39.525 | 0.94916 | 3.1172 | -2.1172 | 0 | 60 | 100% | 1 | 0 | 0 | 2.12 | 0 | 0 | 0
| 8537 | 0.44444 | 3.228 | 92 | 28.3 | 88.8652 | 34.05 | 0.96832 | 1.721 | -1.2766 | 0 | 60 | 100% | 0 | 0 | 0 | 1.28 | 0 | 0 | 0
| 8538 | 0.44444 | 3.228 | 12 | 27.7 | 11.5911 | 28.45 | 0.98793 | 0.22902 | 0.21542 | 12 | 60 | 100% | 0 | 0 | 0 | 0 | 0 | 0 | 0
| 8539 | 7.7444 | 7.7444 | 0 | 27.1 | 0 | 27.1 | 0.99265 | 0 | 7.7444 | 11 | 59.7729 | 99.62% | 0 | 0 | 0 | 0 | 0 | 0 | 0
| 8540 | 8.9667 | 8.9667 | 0 | 26.3 | 0 | 26.3 | 0.99545 | 0 | 8.9667 | 10 | 51.6096 | 86.02% | 0 | 0 | 0 | 0 | 0 | 0 | 0
| 8541 | 8.9667 | 8.9667 | 0 | 25.5 | 0 | 25.5 | 0.99825 | 0 | 8.9667 | 9 | 42.1579 | 70.26% | 0 | 0 | 0 | 0 | 0 | 0 | 0
| 8542 | 8.9667 | 8.9667 | 0 | 24.7 | 0 | 24.7 | 1.001 | 0 | 8.9667 | 8 | 32.7062 | 54.51% | 0 | 0 | 0 | 0 | 0 | 0 | 0
| 8543 | 7.3 | 7.3 | 0 | 23.8 | 0 | 23.8 | 1.0042 | 0 | 7.3 | 7 | 23.2545 | 38.76% | 0 | 0 | 0 | 0 | 0 | 0 | 0
| 8544 | 1.6889 | 3.228 | 0 | 23 | 0 | 23 | 1.007 | 0 | 1.6889 | 6 | 15.5596 | 25.93% | 0 | 0 | 0 | 0 | 0 | 0 | 0
| 8545 | 1.1333 | 3.228 | 0 | 22.2 | 0 | 22.2 | 1.0098 | 0 | 1.1333 | 5 | 13.7794 | 22.97% | 0 | 0 | 0 | 0 | 0 | 0 | 0
| 8546 | 1.1333 | 3.228 | 0 | 22 | 0 | 22 | 1.0105 | 0 | 1.1333 | 4 | 12.5847 | 20.97% | 0 | 0 | 0 | 0 | 0.58 | 0 | 0
| 8547 | 0.022222 | 3.228 | 0 | 21.7 | 0 | 21.7 | 1.0115 | 0 | 0.022222 | 3 | 12 | 20% | 0 | 0 | 0 | 0 | 0.02 | 0 | 0
| 8548 | 0.022222 | 3.228 | 0 | 21.5 | 0 | 21.5 | 1.0123 | 0 | 0.022222 | 2 | 12 | 20% | 0 | 0 | 0 | 0 | 0.02 | 0 | 0
| 8549 | 0.022222 | 3.228 | 0 | 21.9 | 0 | 21.9 | 1.0109 | 0 | 0.022222 | 1 | 12 | 20% | 0 | 0 | 0 | 0 | 0.02 | 0 | 0
| 8550 | 0.022222 | 3.228 | 0 | 22.2 | 0 | 22.2 | 1.0098 | 0 | 0.022222 | 0 | 12 | 20% | 0 | 0 | 0 | 0 | 0.02 | 0 | 0
| 8551 | 0.022222 | 3.228 | 3 | 22.6 | 2.8978 | 22.7875 | 1.0077 | 0.058404 | -0.036182 | 0 | 12 | 20% | 0 | 0 | 0 | 0 | 0 | 0 | 0
| 8552 | 0.66667 | 3.228 | 81 | 23 | 78.24 | 28.0625 | 0.98928 | 1.548 | -0.88136 | 0 | 12.0343 | 20.06% | 1 | 1 | 0.8 | 0 | 0 | 0 | 0
| 8553 | 0.77778 | 3.228 | 281 | 23.3 | 271.4252 | 40.8625 | 0.94448 | 5.1271 | -4.3493 | 0 | 12.8705 | 21.45% | 1 | 0 | 0 | 0 | 0 | 0 | 0
| 8554 | 1.0444 | 3.228 | 480 | 23.7 | 463.6444 | 53.7 | 0.89955 | 8.3414 | -7.297 | 0 | 16.9966 | 28.33% | 1 | 0 | 0 | 0 | 0 | 0 | 0
| 8555 | 1.0444 | 3.228 | 639 | 24.6 | 617.2266 | 64.5375 | 0.86162 | 10.6363 | -9.5918 | 0 | 23.9191 | 39.87% | 1 | 0 | 0 | 0 | 0 | 0 | 0
| 8556 | 1.6 | 3.228 | 732 | 25.5 | 707.0577 | 71.25 | 0.83813 | 11.8521 | -10.2521 | 0 | 33.0187 | 55.03% | 1 | 0 | 0 | 0 | 0 | 0 | 0
| 8557 | 1.3778 | 3.228 | 753 | 26.4 | 727.3421 | 73.4625 | 0.83038 | 12.0794 | -10.7016 | 0 | 42.7447 | 71.24% | 1 | 0 | 0 | 0 | 0 | 0 | 0
| 8558 | 1.1111 | 3.228 | 712 | 27.4 | 687.7392 | 71.9 | 0.83585 | 11.4969 | -10.3858 | 0 | 52.8972 | 88.16% | 1 | 0 | 0 | 2.9 | 0 | 0 | 0
| 8559 | 1.1111 | 3.228 | 595 | 28.3 | 574.7259 | 65.4875 | 0.85829 | 9.8657 | -8.7546 | 0 | 60 | 100% | 1 | 0 | 0 | 8.75 | 0 | 0 | 0
| 8560 | 1 | 3.228 | 412 | 29.2 | 397.9614 | 54.95 | 0.89517 | 7.1249 | -6.1249 | 0 | 60 | 100% | 0 | 0 | 0 | 6.12 | 0 | 0 | 0
| 8561 | 0.44444 | 3.228 | 189 | 28.4 | 182.56 | 40.2125 | 0.94676 | 3.4568 | -3.0124 | 0 | 60 | 100% | 0 | 0 | 0 | 3.01 | 0 | 0 | 0
| 8562 | 0.44444 | 3.228 | 21 | 27.7 | 20.2844 | 29.0125 | 0.98596 | 0.39999 | 0.044453 | 12 | 60 | 100% | 0 | 0 | 0 | 0 | 0 | 0 | 0
| 8563 | 7.7444 | 7.7444 | 0 | 26.9 | 0 | 26.9 | 0.99335 | 0 | 7.7444 | 11 | 59.9531 | 99.92% | 0 | 0 | 0 | 0 | 0 | 0 | 0
| 8564 | 8.9667 | 8.9667 | 0 | 25.9 | 0 | 25.9 | 0.99685 | 0 | 8.9667 | 10 | 51.7898 | 86.32% | 0 | 0 | 0 | 0 | 0 | 0 | 0
| 8565 | 8.9667 | 8.9667 | 0 | 24.9 | 0 | 24.9 | 1.0004 | 0 | 8.9667 | 9 | 42.3381 | 70.56% | 0 | 0 | 0 | 0 | 0 | 0 | 0
| 8566 | 8.9667 | 8.9667 | 0 | 23.9 | 0 | 23.9 | 1.0038 | 0 | 8.9667 | 8 | 32.8864 | 54.81% | 0 | 0 | 0 | 0 | 0 | 0 | 0
| 8567 | 7.3 | 7.3 | 0 | 23.2 | 0 | 23.2 | 1.0063 | 0 | 7.3 | 7 | 23.4347 | 39.06% | 0 | 0 | 0 | 0 | 0 | 0 | 0
| 8568 | 1.6889 | 3.228 | 0 | 22.6 | 0 | 22.6 | 1.0084 | 0 | 1.6889 | 6 | 15.7398 | 26.23% | 0 | 0 | 0 | 0 | 0 | 0 | 0
| 8569 | 1.1333 | 3.228 | 0 | 21.9 | 0 | 21.9 | 1.0109 | 0 | 1.1333 | 5 | 13.9596 | 23.27% | 0 | 0 | 0 | 0 | 0 | 0 | 0
| 8570 | 1.1333 | 3.228 | 0 | 21.4 | 0 | 21.4 | 1.0126 | 0 | 1.1333 | 4 | 12.7649 | 21.27% | 0 | 0 | 0 | 0 | 0.41 | 0 | 0
| 8571 | 0.022222 | 3.228 | 0 | 21 | 0 | 21 | 1.014 | 0 | 0.022222 | 3 | 12 | 20% | 0 | 0 | 0 | 0 | 0.02 | 0 | 0
| 8572 | 0.022222 | 3.228 | 0 | 20.5 | 0 | 20.5 | 1.0157 | 0 | 0.022222 | 2 | 12 | 20% | 0 | 0 | 0 | 0 | 0.02 | 0 | 0
| 8573 | 0.022222 | 3.228 | 0 | 20.1 | 0 | 20.1 | 1.0171 | 0 | 0.022222 | 1 | 12 | 20% | 0 | 0 | 0 | 0 | 0.02 | 0 | 0
| 8574 | 0.022222 | 3.228 | 0 | 19.7 | 0 | 19.7 | 1.0186 | 0 | 0.022222 | 0 | 12 | 20% | 0 | 0 | 0 | 0 | 0.02 | 0 | 0
| 8575 | 0.022222 | 3.228 | 3 | 19.2 | 2.8978 | 19.3875 | 1.0196 | 0.059094 | -0.036872 | 0 | 12 | 20% | 0 | 0 | 0 | 0 | 0 | 0 | 0
| 8576 | 0.66667 | 3.228 | 85 | 20.3 | 82.1037 | 25.6125 | 0.99786 | 1.6386 | -0.97189 | 0 | 12.035 | 20.06% | 1 | 1 | 0.8 | 0 | 0 | 0 | 0
| 8577 | 0.77778 | 3.228 | 298 | 21.5 | 287.8459 | 40.125 | 0.94706 | 5.4522 | -4.6744 | 0 | 12.957 | 21.59% | 1 | 0 | 0 | 0 | 0 | 0 | 0
| 8578 | 1.0444 | 3.228 | 518 | 22.6 | 500.3496 | 54.975 | 0.89509 | 8.9571 | -7.9127 | 0 | 17.3915 | 28.99% | 1 | 0 | 0 | 0 | 0 | 0 | 0
| 8579 | 1.0444 | 3.228 | 691 | 24.3 | 667.4547 | 67.4875 | 0.85129 | 11.364 | -10.3196 | 0 | 24.8981 | 41.5% | 1 | 0 | 0 | 0 | 0 | 0 | 0
| 8580 | 1.6 | 3.228 | 795 | 26 | 767.911 | 75.6875 | 0.82259 | 12.6336 | -11.0336 | 0 | 34.6881 | 57.81% | 1 | 0 | 0 | 0.27 | 0 | 0 | 0
| 8581 | 1.3778 | 3.228 | 819 | 27.7 | 791.0933 | 78.8875 | 0.81139 | 12.8378 | -11.46 | 0 | 44.896 | 74.83% | 1 | 0 | 0 | 0.7 | 0 | 0 | 0
| 8582 | 1.1111 | 3.228 | 761 | 28.1 | 735.0696 | 75.6625 | 0.82268 | 12.0946 | -10.9834 | 0 | 55.1038 | 91.84% | 1 | 0 | 0 | 5.82 | 0 | 0 | 0
| 8583 | 1.1111 | 3.228 | 626 | 28.6 | 604.6696 | 67.725 | 0.85046 | 10.285 | -9.1739 | 0 | 60 | 100% | 1 | 0 | 0 | 9.17 | 0 | 0 | 0
| 8584 | 1 | 3.228 | 429 | 29 | 414.3822 | 55.8125 | 0.89216 | 7.3939 | -6.3939 | 0 | 60 | 100% | 0 | 0 | 0 | 6.39 | 0 | 0 | 0
| 8585 | 0.44444 | 3.228 | 199 | 27.8 | 192.2192 | 40.2375 | 0.94667 | 3.6394 | -3.1949 | 0 | 60 | 100% | 0 | 0 | 0 | 3.19 | 0 | 0 | 0
| 8586 | 0.44444 | 3.228 | 23 | 26.6 | 22.2163 | 28.0375 | 0.98937 | 0.4396 | 0.0048423 | 12 | 60 | 100% | 0 | 0 | 0 | 0 | 0 | 0 | 0
| 8587 | 7.7444 | 7.7444 | 0 | 25.4 | 0 | 25.4 | 0.9986 | 0 | 7.7444 | 11 | 59.9949 | 99.99% | 0 | 0 | 0 | 0 | 0 | 0 | 0
| 8588 | 8.9667 | 8.9667 | 0 | 24.5 | 0 | 24.5 | 1.0017 | 0 | 8.9667 | 10 | 51.8315 | 86.39% | 0 | 0 | 0 | 0 | 0 | 0 | 0
| 8589 | 8.9667 | 8.9667 | 0 | 23.7 | 0 | 23.7 | 1.0046 | 0 | 8.9667 | 9 | 42.3798 | 70.63% | 0 | 0 | 0 | 0 | 0 | 0 | 0
| 8590 | 8.9667 | 8.9667 | 0 | 22.8 | 0 | 22.8 | 1.0077 | 0 | 8.9667 | 8 | 32.9281 | 54.88% | 0 | 0 | 0 | 0 | 0 | 0 | 0
| 8591 | 7.3 | 7.3 | 0 | 22.3 | 0 | 22.3 | 1.0094 | 0 | 7.3 | 7 | 23.4764 | 39.13% | 0 | 0 | 0 | 0 | 0 | 0 | 0
| 8592 | 1.6889 | 3.228 | 0 | 21.8 | 0 | 21.8 | 1.0112 | 0 | 1.6889 | 6 | 15.7816 | 26.3% | 0 | 0 | 0 | 0 | 0 | 0 | 0
| 8593 | 1.1333 | 3.228 | 0 | 21.3 | 0 | 21.3 | 1.013 | 0 | 1.1333 | 5 | 14.0013 | 23.34% | 0 | 0 | 0 | 0 | 0 | 0 | 0
| 8594 | 1.1333 | 3.228 | 0 | 20.5 | 0 | 20.5 | 1.0157 | 0 | 1.1333 | 4 | 12.8067 | 21.34% | 0 | 0 | 0 | 0 | 0.37 | 0 | 0
| 8595 | 0.022222 | 3.228 | 0 | 19.8 | 0 | 19.8 | 1.0182 | 0 | 0.022222 | 3 | 12 | 20% | 0 | 0 | 0 | 0 | 0.02 | 0 | 0
| 8596 | 0.022222 | 3.228 | 0 | 19 | 0 | 19 | 1.021 | 0 | 0.022222 | 2 | 12 | 20% | 0 | 0 | 0 | 0 | 0.02 | 0 | 0
| 8597 | 0.022222 | 3.228 | 0 | 18.8 | 0 | 18.8 | 1.0217 | 0 | 0.022222 | 1 | 12 | 20% | 0 | 0 | 0 | 0 | 0.02 | 0 | 0
| 8598 | 0.022222 | 3.228 | 0 | 18.5 | 0 | 18.5 | 1.0228 | 0 | 0.022222 | 0 | 12 | 20% | 0 | 0 | 0 | 0 | 0.02 | 0 | 0
| 8599 | 0.022222 | 3.228 | 3 | 18.3 | 2.8978 | 18.4875 | 1.0228 | 0.059277 | -0.037054 | 0 | 12 | 20% | 0 | 0 | 0 | 0 | 0 | 0 | 0
| 8600 | 0.66667 | 3.228 | 82 | 19.8 | 79.2059 | 24.925 | 1.0003 | 1.5845 | -0.91787 | 0 | 12.0352 | 20.06% | 1 | 1 | 0.8 | 0 | 0 | 0 | 0
| 8601 | 0.77778 | 3.228 | 290 | 21.4 | 280.1185 | 39.525 | 0.94916 | 5.3176 | -4.5398 | 0 | 12.9059 | 21.51% | 1 | 0 | 0 | 0 | 0 | 0 | 0
| 8602 | 1.0444 | 3.228 | 505 | 22.9 | 487.7925 | 54.4625 | 0.89688 | 8.7498 | -7.7054 | 0 | 17.2127 | 28.69% | 1 | 0 | 0 | 0 | 0 | 0 | 0
| 8603 | 1.0444 | 3.228 | 640 | 24.2 | 618.1925 | 64.2 | 0.8628 | 10.6675 | -9.6231 | 0 | 24.5227 | 40.87% | 1 | 0 | 0 | 0 | 0 | 0 | 0
| 8604 | 1.6 | 3.228 | 676 | 25.5 | 652.9659 | 67.75 | 0.85037 | 11.1053 | -9.5053 | 0 | 33.652 | 56.09% | 1 | 0 | 0 | 0 | 0 | 0 | 0
| 8605 | 1.3778 | 3.228 | 608 | 26.8 | 587.2829 | 64.8 | 0.8607 | 10.1095 | -8.7317 | 0 | 42.6695 | 71.12% | 1 | 0 | 0 | 0 | 0 | 0 | 0
| 8606 | 1.1111 | 3.228 | 647 | 27.3 | 624.954 | 67.7375 | 0.85042 | 10.6295 | -9.5183 | 0 | 50.9531 | 84.92% | 1 | 0 | 0 | 0 | 0 | 0 | 0
| 8607 | 1.1111 | 3.228 | 579 | 27.8 | 559.2711 | 63.9875 | 0.86354 | 9.6591 | -8.548 | 0 | 59.983 | 99.97% | 1 | 0 | 0 | 8.53 | 0 | 0 | 0
| 8608 | 1 | 3.228 | 417 | 28.3 | 402.7911 | 54.3625 | 0.89723 | 7.2279 | -6.2279 | 0 | 60 | 100% | 1 | 0 | 0 | 6.23 | 0 | 0 | 0
| 8609 | 0.44444 | 3.228 | 196 | 27.4 | 189.3215 | 39.65 | 0.94873 | 3.5923 | -3.1478 | 0 | 60 | 100% | 0 | 0 | 0 | 3.15 | 0 | 0 | 0
| 8610 | 0.44444 | 3.228 | 23 | 26.5 | 22.2163 | 27.9375 | 0.98972 | 0.43976 | 0.0046868 | 12 | 60 | 100% | 0 | 0 | 0 | 0 | 0 | 0 | 0
| 8611 | 7.7444 | 7.7444 | 0 | 25.6 | 0 | 25.6 | 0.9979 | 0 | 7.7444 | 11 | 59.9951 | 99.99% | 0 | 0 | 0 | 0 | 0 | 0 | 0
| 8612 | 8.9667 | 8.9667 | 0 | 24.8 | 0 | 24.8 | 1.0007 | 0 | 8.9667 | 10 | 51.8317 | 86.39% | 0 | 0 | 0 | 0 | 0 | 0 | 0
| 8613 | 8.9667 | 8.9667 | 0 | 24 | 0 | 24 | 1.0035 | 0 | 8.9667 | 9 | 42.38 | 70.63% | 0 | 0 | 0 | 0 | 0 | 0 | 0
| 8614 | 8.9667 | 8.9667 | 0 | 23.2 | 0 | 23.2 | 1.0063 | 0 | 8.9667 | 8 | 32.9283 | 54.88% | 0 | 0 | 0 | 0 | 0 | 0 | 0
| 8615 | 7.3 | 7.3 | 0 | 22.4 | 0 | 22.4 | 1.0091 | 0 | 7.3 | 7 | 23.4766 | 39.13% | 0 | 0 | 0 | 0 | 0 | 0 | 0
| 8616 | 1.6889 | 3.228 | 0 | 21.6 | 0 | 21.6 | 1.0119 | 0 | 1.6889 | 6 | 15.7817 | 26.3% | 0 | 0 | 0 | 0 | 0 | 0 | 0
| 8617 | 1.1333 | 3.228 | 0 | 20.8 | 0 | 20.8 | 1.0147 | 0 | 1.1333 | 5 | 14.0015 | 23.34% | 0 | 0 | 0 | 0 | 0 | 0 | 0
| 8618 | 1.1333 | 3.228 | 0 | 20.1 | 0 | 20.1 | 1.0171 | 0 | 1.1333 | 4 | 12.8068 | 21.34% | 0 | 0 | 0 | 0 | 0.37 | 0 | 0
| 8619 | 0.022222 | 3.228 | 0 | 19.4 | 0 | 19.4 | 1.0196 | 0 | 0.022222 | 3 | 12 | 20% | 0 | 0 | 0 | 0 | 0.02 | 0 | 0
| 8620 | 0.022222 | 3.228 | 0 | 18.7 | 0 | 18.7 | 1.022 | 0 | 0.022222 | 2 | 12 | 20% | 0 | 0 | 0 | 0 | 0.02 | 0 | 0
| 8621 | 0.022222 | 3.228 | 0 | 18.6 | 0 | 18.6 | 1.0224 | 0 | 0.022222 | 1 | 12 | 20% | 0 | 0 | 0 | 0 | 0.02 | 0 | 0
| 8622 | 0.022222 | 3.228 | 0 | 18.4 | 0 | 18.4 | 1.0231 | 0 | 0.022222 | 0 | 12 | 20% | 0 | 0 | 0 | 0 | 0.02 | 0 | 0
| 8623 | 0.022222 | 3.228 | 3 | 18.3 | 2.8978 | 18.4875 | 1.0228 | 0.059277 | -0.037054 | 0 | 12 | 20% | 0 | 0 | 0 | 0 | 0 | 0 | 0
| 8624 | 0.66667 | 3.228 | 80 | 19.7 | 77.2741 | 24.7 | 1.001 | 1.5471 | -0.88044 | 0 | 12.0352 | 20.06% | 1 | 1 | 0.8 | 0 | 0 | 0 | 0
| 8625 | 0.77778 | 3.228 | 288 | 21.1 | 278.1866 | 39.1 | 0.95065 | 5.2892 | -4.5114 | 0 | 12.8704 | 21.45% | 1 | 0 | 0 | 0 | 0 | 0 | 0
| 8626 | 1.0444 | 3.228 | 502 | 22.5 | 484.8948 | 53.875 | 0.89894 | 8.7178 | -7.6734 | 0 | 17.1503 | 28.58% | 1 | 0 | 0 | 0 | 0 | 0 | 0
| 8627 | 1.0444 | 3.228 | 670 | 23.9 | 647.1703 | 65.775 | 0.85729 | 11.0962 | -10.0518 | 0 | 24.4299 | 40.72% | 1 | 0 | 0 | 0 | 0 | 0 | 0
| 8628 | 1.6 | 3.228 | 770 | 25.4 | 743.7629 | 73.525 | 0.83016 | 12.3489 | -10.7489 | 0 | 33.9658 | 56.61% | 1 | 0 | 0 | 0 | 0 | 0 | 0
| 8629 | 1.3778 | 3.228 | 794 | 26.8 | 766.9451 | 76.425 | 0.82001 | 12.5781 | -11.2003 | 0 | 44.1631 | 73.61% | 1 | 0 | 0 | 0.44 | 0 | 0 | 0
| 8630 | 1.1111 | 3.228 | 754 | 27.1 | 728.3081 | 74.225 | 0.82771 | 12.0566 | -10.9455 | 0 | 54.3709 | 90.62% | 1 | 0 | 0 | 5.01 | 0 | 0 | 0
| 8631 | 1.1111 | 3.228 | 630 | 27.3 | 608.5333 | 66.675 | 0.85414 | 10.3954 | -9.2843 | 0 | 60 | 100% | 1 | 0 | 0 | 9.28 | 0 | 0 | 0
| 8632 | 1 | 3.228 | 436 | 27.6 | 421.1437 | 54.85 | 0.89553 | 7.5429 | -6.5429 | 0 | 60 | 100% | 0 | 0 | 0 | 6.54 | 0 | 0 | 0
| 8633 | 0.44444 | 3.228 | 206 | 26.6 | 198.9807 | 39.475 | 0.94934 | 3.778 | -3.3336 | 0 | 60 | 100% | 0 | 0 | 0 | 3.33 | 0 | 0 | 0
| 8634 | 0.44444 | 3.228 | 25 | 25.5 | 24.1481 | 27.0625 | 0.99278 | 0.47948 | -0.035032 | 0 | 60 | 100% | 0 | 0 | 0 | 0.04 | 0 | 0 | 0
| 8635 | 7.7444 | 7.7444 | 0 | 24.5 | 0 | 24.5 | 1.0017 | 0 | 7.7444 | 11 | 60 | 100% | 0 | 0 | 0 | 0 | 0 | 0 | 0
| 8636 | 8.9667 | 8.9667 | 0 | 23.6 | 0 | 23.6 | 1.0049 | 0 | 8.9667 | 10 | 51.8366 | 86.39% | 0 | 0 | 0 | 0 | 0 | 0 | 0
| 8637 | 8.9667 | 8.9667 | 0 | 22.6 | 0 | 22.6 | 1.0084 | 0 | 8.9667 | 9 | 42.3849 | 70.64% | 0 | 0 | 0 | 0 | 0 | 0 | 0
| 8638 | 8.9667 | 8.9667 | 0 | 21.7 | 0 | 21.7 | 1.0115 | 0 | 8.9667 | 8 | 32.9332 | 54.89% | 0 | 0 | 0 | 0 | 0 | 0 | 0
| 8639 | 7.3 | 7.3 | 0 | 21.5 | 0 | 21.5 | 1.0123 | 0 | 7.3 | 7 | 23.4815 | 39.14% | 0 | 0 | 0 | 0 | 0 | 0 | 0
| 8640 | 1.6889 | 3.228 | 0 | 21.4 | 0 | 21.4 | 1.0126 | 0 | 1.6889 | 6 | 15.7867 | 26.31% | 0 | 0 | 0 | 0 | 0 | 0 | 0
| 8641 | 1.1333 | 3.228 | 0 | 21.2 | 0 | 21.2 | 1.0133 | 0 | 1.1333 | 5 | 14.0064 | 23.34% | 0 | 0 | 0 | 0 | 0 | 0 | 0
| 8642 | 1.1333 | 3.228 | 0 | 20.4 | 0 | 20.4 | 1.0161 | 0 | 1.1333 | 4 | 12.8118 | 21.35% | 0 | 0 | 0 | 0 | 0.36 | 0 | 0
| 8643 | 0.022222 | 3.228 | 0 | 19.6 | 0 | 19.6 | 1.0189 | 0 | 0.022222 | 3 | 12 | 20% | 0 | 0 | 0 | 0 | 0.02 | 0 | 0
| 8644 | 0.022222 | 3.228 | 0 | 18.8 | 0 | 18.8 | 1.0217 | 0 | 0.022222 | 2 | 12 | 20% | 0 | 0 | 0 | 0 | 0.02 | 0 | 0
| 8645 | 0.022222 | 3.228 | 0 | 18.4 | 0 | 18.4 | 1.0231 | 0 | 0.022222 | 1 | 12 | 20% | 0 | 0 | 0 | 0 | 0.02 | 0 | 0
| 8646 | 0.022222 | 3.228 | 0 | 17.9 | 0 | 17.9 | 1.0249 | 0 | 0.022222 | 0 | 12 | 20% | 0 | 0 | 0 | 0 | 0.02 | 0 | 0
| 8647 | 0.022222 | 3.228 | 2 | 17.5 | 1.9319 | 17.625 | 1.0258 | 0.039634 | -0.017412 | 0 | 12 | 20% | 0 | 0 | 0 | 0 | 0 | 0 | 0
| 8648 | 0.66667 | 3.228 | 79 | 19.2 | 76.3081 | 24.1375 | 1.003 | 1.5308 | -0.8641 | 0 | 12.0165 | 20.03% | 1 | 1 | 0.8 | 0 | 0 | 0 | 0
| 8649 | 0.77778 | 3.228 | 287 | 21 | 277.2207 | 38.9375 | 0.95122 | 5.274 | -4.4962 | 0 | 12.8363 | 21.39% | 1 | 0 | 0 | 0 | 0 | 0 | 0
| 8650 | 1.0444 | 3.228 | 501 | 22.7 | 483.9288 | 54.0125 | 0.89846 | 8.6958 | -7.6513 | 0 | 17.1017 | 28.5% | 1 | 0 | 0 | 0 | 0 | 0 | 0
| 8651 | 1.0444 | 3.228 | 670 | 24.5 | 647.1703 | 66.375 | 0.85519 | 11.069 | -10.0246 | 0 | 24.3604 | 40.6% | 1 | 0 | 0 | 0 | 0 | 0 | 0
| 8652 | 1.6 | 3.228 | 770 | 26.2 | 743.7629 | 74.325 | 0.82736 | 12.3072 | -10.7072 | 0 | 33.8706 | 56.45% | 1 | 0 | 0 | 0 | 0 | 0 | 0
| 8653 | 1.3778 | 3.228 | 794 | 28 | 766.9451 | 77.625 | 0.81581 | 12.5137 | -11.1359 | 0 | 44.0284 | 73.38% | 1 | 0 | 0 | 0.38 | 0 | 0 | 0
| 8654 | 1.1111 | 3.228 | 739 | 28.4 | 713.8192 | 74.5875 | 0.82644 | 11.7986 | -10.6875 | 0 | 54.2362 | 90.39% | 1 | 0 | 0 | 4.61 | 0 | 0 | 0
| 8655 | 1.1111 | 3.228 | 610 | 28.9 | 589.2148 | 67.025 | 0.85291 | 10.051 | -8.9399 | 0 | 60 | 100% | 1 | 0 | 0 | 8.94 | 0 | 0 | 0
| 8656 | 1 | 3.228 | 420 | 29.3 | 405.6888 | 55.55 | 0.89308 | 7.2462 | -6.2462 | 0 | 60 | 100% | 0 | 0 | 0 | 6.25 | 0 | 0 | 0
| 8657 | 0.44444 | 3.228 | 196 | 28.1 | 189.3215 | 40.35 | 0.94627 | 3.583 | -3.1386 | 0 | 60 | 100% | 0 | 0 | 0 | 3.14 | 0 | 0 | 0
| 8658 | 0.44444 | 3.228 | 24 | 27 | 23.1822 | 28.5 | 0.98775 | 0.45796 | -0.01352 | 0 | 60 | 100% | 0 | 0 | 0 | 0.01 | 0 | 0 | 0
| 8659 | 7.7444 | 7.7444 | 0 | 25.8 | 0 | 25.8 | 0.9972 | 0 | 7.7444 | 11 | 60 | 100% | 0 | 0 | 0 | 0 | 0 | 0 | 0
| 8660 | 8.9667 | 8.9667 | 0 | 25 | 0 | 25 | 1 | 0 | 8.9667 | 10 | 51.8366 | 86.39% | 0 | 0 | 0 | 0 | 0 | 0 | 0
| 8661 | 8.9667 | 8.9667 | 0 | 24.1 | 0 | 24.1 | 1.0031 | 0 | 8.9667 | 9 | 42.3849 | 70.64% | 0 | 0 | 0 | 0 | 0 | 0 | 0
| 8662 | 8.9667 | 8.9667 | 0 | 23.3 | 0 | 23.3 | 1.0059 | 0 | 8.9667 | 8 | 32.9332 | 54.89% | 0 | 0 | 0 | 0 | 0 | 0 | 0
| 8663 | 7.3 | 7.3 | 0 | 23.2 | 0 | 23.2 | 1.0063 | 0 | 7.3 | 7 | 23.4815 | 39.14% | 0 | 0 | 0 | 0 | 0 | 0 | 0
| 8664 | 1.6889 | 3.228 | 0 | 23.1 | 0 | 23.1 | 1.0067 | 0 | 1.6889 | 6 | 15.7867 | 26.31% | 0 | 0 | 0 | 0 | 0 | 0 | 0
| 8665 | 1.1333 | 3.228 | 0 | 23 | 0 | 23 | 1.007 | 0 | 1.1333 | 5 | 14.0064 | 23.34% | 0 | 0 | 0 | 0 | 0 | 0 | 0
| 8666 | 1.1333 | 3.228 | 0 | 21.7 | 0 | 21.7 | 1.0115 | 0 | 1.1333 | 4 | 12.8118 | 21.35% | 0 | 0 | 0 | 0 | 0.36 | 0 | 0
| 8667 | 0.022222 | 3.228 | 0 | 20.3 | 0 | 20.3 | 1.0165 | 0 | 0.022222 | 3 | 12 | 20% | 0 | 0 | 0 | 0 | 0.02 | 0 | 0
| 8668 | 0.022222 | 3.228 | 0 | 19 | 0 | 19 | 1.021 | 0 | 0.022222 | 2 | 12 | 20% | 0 | 0 | 0 | 0 | 0.02 | 0 | 0
| 8669 | 0.022222 | 3.228 | 0 | 18.5 | 0 | 18.5 | 1.0228 | 0 | 0.022222 | 1 | 12 | 20% | 0 | 0 | 0 | 0 | 0.02 | 0 | 0
| 8670 | 0.022222 | 3.228 | 0 | 17.9 | 0 | 17.9 | 1.0249 | 0 | 0.022222 | 0 | 12 | 20% | 0 | 0 | 0 | 0 | 0.02 | 0 | 0
| 8671 | 0.022222 | 3.228 | 2 | 17.4 | 1.9319 | 17.525 | 1.0262 | 0.039648 | -0.017426 | 0 | 12 | 20% | 0 | 0 | 0 | 0 | 0 | 0 | 0
| 8672 | 0.66667 | 3.228 | 75 | 19.3 | 72.4444 | 23.9875 | 1.0035 | 1.454 | -0.78736 | 0 | 12.0165 | 20.03% | 1 | 1 | 0.8 | 0 | 0 | 0 | 0
| 8673 | 0.77778 | 3.228 | 272 | 21.1 | 262.7318 | 38.1 | 0.95415 | 5.0137 | -4.2359 | 0 | 12.7635 | 21.27% | 1 | 0 | 0 | 0 | 0 | 0 | 0
| 8674 | 1.0444 | 3.228 | 478 | 23 | 461.7125 | 52.875 | 0.90244 | 8.3333 | -7.2889 | 0 | 16.782 | 27.97% | 1 | 0 | 0 | 0 | 0 | 0 | 0
| 8675 | 1.0444 | 3.228 | 651 | 24.5 | 628.8177 | 65.1875 | 0.85934 | 10.8074 | -9.763 | 0 | 23.6969 | 39.49% | 1 | 0 | 0 | 0 | 0 | 0 | 0
| 8676 | 1.6 | 3.228 | 762 | 26 | 736.0355 | 73.625 | 0.82981 | 12.2154 | -10.6154 | 0 | 32.9589 | 54.93% | 1 | 0 | 0 | 0 | 0 | 0 | 0
| 8677 | 1.3778 | 3.228 | 797 | 27.5 | 769.8429 | 77.3125 | 0.81691 | 12.5778 | -11.2 | 0 | 43.0295 | 71.72% | 1 | 0 | 0 | 0.44 | 0 | 0 | 0
| 8678 | 1.1111 | 3.228 | 743 | 28.3 | 717.6829 | 74.7375 | 0.82592 | 11.855 | -10.7438 | 0 | 53.2374 | 88.73% | 1 | 0 | 0 | 3.62 | 0 | 0 | 0
| 8679 | 1.1111 | 3.228 | 614 | 29.2 | 593.0785 | 67.575 | 0.85099 | 10.094 | -8.9829 | 0 | 60 | 100% | 1 | 0 | 0 | 8.98 | 0 | 0 | 0
| 8680 | 1 | 3.228 | 424 | 30 | 409.5526 | 56.5 | 0.88975 | 7.288 | -6.288 | 0 | 60 | 100% | 0 | 0 | 0 | 6.29 | 0 | 0 | 0
| 8681 | 0.44444 | 3.228 | 202 | 28.3 | 195.117 | 40.925 | 0.94426 | 3.6848 | -3.2404 | 0 | 60 | 100% | 0 | 0 | 0 | 3.24 | 0 | 0 | 0
| 8682 | 0.44444 | 3.228 | 26 | 26.7 | 25.1141 | 28.325 | 0.98836 | 0.49644 | -0.051992 | 0 | 60 | 100% | 0 | 0 | 0 | 0.05 | 0 | 0 | 0
| 8683 | 7.7444 | 7.7444 | 0 | 25 | 0 | 25 | 1 | 0 | 7.7444 | 11 | 60 | 100% | 0 | 0 | 0 | 0 | 0 | 0 | 0
| 8684 | 8.9667 | 8.9667 | 0 | 24.1 | 0 | 24.1 | 1.0031 | 0 | 8.9667 | 10 | 51.8366 | 86.39% | 0 | 0 | 0 | 0 | 0 | 0 | 0
| 8685 | 8.9667 | 8.9667 | 0 | 23.3 | 0 | 23.3 | 1.0059 | 0 | 8.9667 | 9 | 42.3849 | 70.64% | 0 | 0 | 0 | 0 | 0 | 0 | 0
| 8686 | 8.9667 | 8.9667 | 0 | 22.4 | 0 | 22.4 | 1.0091 | 0 | 8.9667 | 8 | 32.9332 | 54.89% | 0 | 0 | 0 | 0 | 0 | 0 | 0
| 8687 | 7.3 | 7.3 | 0 | 22.7 | 0 | 22.7 | 1.0081 | 0 | 7.3 | 7 | 23.4815 | 39.14% | 0 | 0 | 0 | 0 | 0 | 0 | 0
| 8688 | 1.6889 | 3.228 | 0 | 23 | 0 | 23 | 1.007 | 0 | 1.6889 | 6 | 15.7867 | 26.31% | 0 | 0 | 0 | 0 | 0 | 0 | 0
| 8689 | 1.1333 | 3.228 | 0 | 21.7 | 0 | 21.7 | 1.0115 | 0 | 1.1333 | 5 | 14.0064 | 23.34% | 0 | 0 | 0 | 0 | 0 | 0 | 0
| 8690 | 1.1333 | 3.228 | 0 | 20.9 | 0 | 20.9 | 1.0144 | 0 | 1.1333 | 4 | 12.8118 | 21.35% | 0 | 0 | 0 | 0 | 0.36 | 0 | 0
| 8691 | 0.022222 | 3.228 | 0 | 20.2 | 0 | 20.2 | 1.0168 | 0 | 0.022222 | 3 | 12 | 20% | 0 | 0 | 0 | 0 | 0.02 | 0 | 0
| 8692 | 0.022222 | 3.228 | 0 | 19.4 | 0 | 19.4 | 1.0196 | 0 | 0.022222 | 2 | 12 | 20% | 0 | 0 | 0 | 0 | 0.02 | 0 | 0
| 8693 | 0.022222 | 3.228 | 0 | 19.2 | 0 | 19.2 | 1.0203 | 0 | 0.022222 | 1 | 12 | 20% | 0 | 0 | 0 | 0 | 0.02 | 0 | 0
| 8694 | 0.022222 | 3.228 | 0 | 18.9 | 0 | 18.9 | 1.0213 | 0 | 0.022222 | 0 | 12 | 20% | 0 | 0 | 0 | 0 | 0.02 | 0 | 0
| 8695 | 0.022222 | 3.228 | 2 | 18.7 | 1.9319 | 18.825 | 1.0216 | 0.039472 | -0.01725 | 0 | 12 | 20% | 0 | 0 | 0 | 0 | 0 | 0 | 0
| 8696 | 0.66667 | 3.228 | 77 | 20.2 | 74.3763 | 25.0125 | 0.99996 | 1.4875 | -0.82079 | 0 | 12.0164 | 20.03% | 1 | 1 | 0.8 | 0 | 0 | 0 | 0
| 8697 | 0.77778 | 3.228 | 284 | 21.8 | 274.3229 | 39.55 | 0.94908 | 5.2071 | -4.4293 | 0 | 12.795 | 21.33% | 1 | 0 | 0 | 0 | 0 | 0 | 0
| 8698 | 1.0444 | 3.228 | 500 | 23.3 | 482.9629 | 54.55 | 0.89658 | 8.6602 | -7.6158 | 0 | 16.997 | 28.33% | 1 | 0 | 0 | 0 | 0 | 0 | 0
| 8699 | 1.0444 | 3.228 | 668 | 25.4 | 645.2385 | 67.15 | 0.85247 | 11.001 | -9.9565 | 0 | 24.222 | 40.37% | 1 | 0 | 0 | 0 | 0 | 0 | 0
| 8700 | 1.6 | 3.228 | 769 | 27.5 | 742.797 | 75.5625 | 0.82303 | 12.2269 | -10.6269 | 0 | 33.6676 | 56.11% | 1 | 0 | 0 | 0 | 0 | 0 | 0
| 8701 | 1.3778 | 3.228 | 793 | 29.6 | 765.9792 | 79.1625 | 0.81043 | 12.4155 | -11.0377 | 0 | 43.7492 | 72.92% | 1 | 0 | 0 | 0.28 | 0 | 0 | 0
| 8702 | 1.1111 | 3.228 | 730 | 29.7 | 705.1259 | 75.325 | 0.82386 | 11.6185 | -10.5074 | 0 | 53.957 | 89.93% | 1 | 0 | 0 | 4.14 | 0 | 0 | 0
| 8703 | 1.1111 | 3.228 | 595 | 29.7 | 574.7259 | 66.8875 | 0.85339 | 9.8093 | -8.6982 | 0 | 60 | 100% | 1 | 0 | 0 | 8.7 | 0 | 0 | 0
| 8704 | 1 | 3.228 | 403 | 29.8 | 389.2681 | 54.9875 | 0.89504 | 6.9682 | -5.9682 | 0 | 60 | 100% | 0 | 0 | 0 | 5.97 | 0 | 0 | 0
| 8705 | 0.44444 | 3.228 | 197 | 28.7 | 190.2874 | 41.0125 | 0.94396 | 3.5925 | -3.148 | 0 | 60 | 100% | 0 | 0 | 0 | 3.15 | 0 | 0 | 0
| 8706 | 0.44444 | 3.228 | 26 | 27.6 | 25.1141 | 29.225 | 0.98521 | 0.49485 | -0.050409 | 0 | 60 | 100% | 0 | 0 | 0 | 0.05 | 0 | 0 | 0
| 8707 | 7.7444 | 7.7444 | 0 | 26.5 | 0 | 26.5 | 0.99475 | 0 | 7.7444 | 11 | 60 | 100% | 0 | 0 | 0 | 0 | 0 | 0 | 0
| 8708 | 8.9667 | 8.9667 | 0 | 25.8 | 0 | 25.8 | 0.9972 | 0 | 8.9667 | 10 | 51.8366 | 86.39% | 0 | 0 | 0 | 0 | 0 | 0 | 0
| 8709 | 8.9667 | 8.9667 | 0 | 25 | 0 | 25 | 1 | 0 | 8.9667 | 9 | 42.3849 | 70.64% | 0 | 0 | 0 | 0 | 0 | 0 | 0
| 8710 | 8.9667 | 8.9667 | 0 | 24.3 | 0 | 24.3 | 1.0025 | 0 | 8.9667 | 8 | 32.9332 | 54.89% | 0 | 0 | 0 | 0 | 0 | 0 | 0
| 8711 | 7.3 | 7.3 | 0 | 23.8 | 0 | 23.8 | 1.0042 | 0 | 7.3 | 7 | 23.4815 | 39.14% | 0 | 0 | 0 | 0 | 0 | 0 | 0
| 8712 | 1.6889 | 3.228 | 0 | 23.3 | 0 | 23.3 | 1.0059 | 0 | 1.6889 | 6 | 15.7867 | 26.31% | 0 | 0 | 0 | 0 | 0 | 0 | 0
| 8713 | 1.1333 | 3.228 | 0 | 22.8 | 0 | 22.8 | 1.0077 | 0 | 1.1333 | 5 | 14.0064 | 23.34% | 0 | 0 | 0 | 0 | 0 | 0 | 0
| 8714 | 1.1333 | 3.228 | 0 | 22.4 | 0 | 22.4 | 1.0091 | 0 | 1.1333 | 4 | 12.8118 | 21.35% | 0 | 0 | 0 | 0 | 0.36 | 0 | 0
| 8715 | 0.022222 | 3.228 | 0 | 21.9 | 0 | 21.9 | 1.0109 | 0 | 0.022222 | 3 | 12 | 20% | 0 | 0 | 0 | 0 | 0.02 | 0 | 0
| 8716 | 0.022222 | 3.228 | 0 | 21.5 | 0 | 21.5 | 1.0123 | 0 | 0.022222 | 2 | 12 | 20% | 0 | 0 | 0 | 0 | 0.02 | 0 | 0
| 8717 | 0.022222 | 3.228 | 0 | 21 | 0 | 21 | 1.014 | 0 | 0.022222 | 1 | 12 | 20% | 0 | 0 | 0 | 0 | 0.02 | 0 | 0
| 8718 | 0.022222 | 3.228 | 0 | 20.4 | 0 | 20.4 | 1.0161 | 0 | 0.022222 | 0 | 12 | 20% | 0 | 0 | 0 | 0 | 0.02 | 0 | 0
| 8719 | 0.022222 | 3.228 | 2 | 19.9 | 1.9319 | 20.025 | 1.0174 | 0.03931 | -0.017088 | 0 | 12 | 20% | 0 | 0 | 0 | 0 | 0 | 0 | 0
| 8720 | 0.66667 | 3.228 | 77 | 21.6 | 74.3763 | 26.4125 | 0.99506 | 1.4802 | -0.81351 | 0 | 12.0162 | 20.03% | 1 | 1 | 0.8 | 0 | 0 | 0 | 0
| 8721 | 0.77778 | 3.228 | 291 | 23.3 | 281.0844 | 41.4875 | 0.94229 | 5.2973 | -4.5195 | 0 | 12.788 | 21.31% | 1 | 0 | 0 | 0 | 0 | 0 | 0
| 8722 | 1.0444 | 3.228 | 514 | 25 | 496.4859 | 57.125 | 0.88756 | 8.8132 | -7.7688 | 0 | 17.0755 | 28.46% | 1 | 0 | 0 | 0 | 0 | 0 | 0
| 8723 | 1.0444 | 3.228 | 690 | 26.9 | 666.4888 | 70.025 | 0.84241 | 11.2292 | -10.1847 | 0 | 24.4457 | 40.74% | 1 | 0 | 0 | 0 | 0 | 0 | 0
| 8724 | 1.6 | 3.228 | 795 | 28.7 | 767.911 | 78.3875 | 0.81314 | 12.4884 | -10.8884 | 0 | 34.1078 | 56.85% | 1 | 0 | 0 | 0.13 | 0 | 0 | 0
| 8725 | 1.3778 | 3.228 | 821 | 30.6 | 793.0251 | 81.9125 | 0.80081 | 12.7012 | -11.3234 | 0 | 44.3156 | 73.86% | 1 | 0 | 0 | 0.56 | 0 | 0 | 0
| 8726 | 1.1111 | 3.228 | 763 | 31 | 737.0014 | 78.6875 | 0.81209 | 11.9703 | -10.8592 | 0 | 54.5234 | 90.87% | 1 | 0 | 0 | 5.09 | 0 | 0 | 0
| 8727 | 1.1111 | 3.228 | 625 | 31.3 | 603.7036 | 70.3625 | 0.84123 | 10.1571 | -9.046 | 0 | 60 | 100% | 1 | 0 | 0 | 9.05 | 0 | 0 | 0
| 8728 | 1 | 3.228 | 426 | 31.7 | 411.4844 | 58.325 | 0.88336 | 7.2698 | -6.2698 | 0 | 60 | 100% | 0 | 0 | 0 | 6.27 | 0 | 0 | 0
| 8729 | 0.44444 | 3.228 | 205 | 30.3 | 198.0148 | 43.1125 | 0.93661 | 3.7092 | -3.2648 | 0 | 60 | 100% | 0 | 0 | 0 | 3.26 | 0 | 0 | 0
| 8730 | 0.44444 | 3.228 | 27 | 28.8 | 26.08 | 30.4875 | 0.98079 | 0.51158 | -0.067138 | 0 | 60 | 100% | 0 | 0 | 0 | 0.07 | 0 | 0 | 0
| 8731 | 7.7444 | 7.7444 | 0 | 27.4 | 0 | 27.4 | 0.9916 | 0 | 7.7444 | 11 | 60 | 100% | 0 | 0 | 0 | 0 | 0 | 0 | 0
| 8732 | 8.9667 | 8.9667 | 0 | 26.5 | 0 | 26.5 | 0.99475 | 0 | 8.9667 | 10 | 51.8366 | 86.39% | 0 | 0 | 0 | 0 | 0 | 0 | 0
| 8733 | 8.9667 | 8.9667 | 0 | 25.7 | 0 | 25.7 | 0.99755 | 0 | 8.9667 | 9 | 42.3849 | 70.64% | 0 | 0 | 0 | 0 | 0 | 0 | 0
| 8734 | 8.9667 | 8.9667 | 0 | 24.8 | 0 | 24.8 | 1.0007 | 0 | 8.9667 | 8 | 32.9332 | 54.89% | 0 | 0 | 0 | 0 | 0 | 0 | 0
| 8735 | 7.3 | 7.3 | 0 | 24.2 | 0 | 24.2 | 1.0028 | 0 | 7.3 | 7 | 23.4815 | 39.14% | 0 | 0 | 0 | 0 | 0 | 0 | 0
| 8736 | 1.6889 | 3.228 | 0 | 23.6 | 0 | 23.6 | 1.0049 | 0 | 1.6889 | 6 | 15.7867 | 26.31% | 0 | 0 | 0 | 0 | 0 | 0 | 0
| 8737 | 1.1333 | 3.228 | 0 | 23 | 0 | 23 | 1.007 | 0 | 1.1333 | 5 | 14.0064 | 23.34% | 0 | 0 | 0 | 0 | 0 | 0 | 0
| 8738 | 1.1333 | 3.228 | 0 | 22.7 | 0 | 22.7 | 1.0081 | 0 | 1.1333 | 4 | 12.8118 | 21.35% | 0 | 0 | 0 | 0 | 0.36 | 0 | 0
| 8739 | 0.022222 | 3.228 | 0 | 22.3 | 0 | 22.3 | 1.0094 | 0 | 0.022222 | 3 | 12 | 20% | 0 | 0 | 0 | 0 | 0.02 | 0 | 0
| 8740 | 0.022222 | 3.228 | 0 | 22 | 0 | 22 | 1.0105 | 0 | 0.022222 | 2 | 12 | 20% | 0 | 0 | 0 | 0 | 0.02 | 0 | 0
| 8741 | 0.022222 | 3.228 | 0 | 21.3 | 0 | 21.3 | 1.013 | 0 | 0.022222 | 1 | 12 | 20% | 0 | 0 | 0 | 0 | 0.02 | 0 | 0
| 8742 | 0.022222 | 3.228 | 0 | 20.6 | 0 | 20.6 | 1.0154 | 0 | 0.022222 | 0 | 12 | 20% | 0 | 0 | 0 | 0 | 0.02 | 0 | 0
| 8743 | 0.022222 | 3.228 | 2 | 19.9 | 1.9319 | 20.025 | 1.0174 | 0.03931 | -0.017088 | 0 | 12 | 20% | 0 | 0 | 0 | 0 | 0 | 0 | 0
| 8744 | 0.66667 | 3.228 | 75 | 21.9 | 72.4444 | 26.5875 | 0.99444 | 1.4408 | -0.77417 | 0 | 12.0162 | 20.03% | 1 | 1 | 0.8 | 0 | 0 | 0 | 0
| 8745 | 0.77778 | 3.228 | 280 | 23.8 | 270.4592 | 41.3 | 0.94295 | 5.1006 | -4.3228 | 0 | 12.7507 | 21.25% | 1 | 0 | 0 | 0 | 0 | 0 | 0
| 8746 | 1.0444 | 3.228 | 495 | 25.8 | 478.1333 | 56.7375 | 0.88892 | 8.5004 | -7.456 | 0 | 16.8516 | 28.09% | 1 | 0 | 0 | 0 | 0 | 0 | 0
| 8747 | 1.0444 | 3.228 | 665 | 27.8 | 642.3407 | 69.3625 | 0.84473 | 10.8521 | -9.8077 | 0 | 23.925 | 39.88% | 1 | 0 | 0 | 0 | 0 | 0 | 0
| 8748 | 1.6 | 3.228 | 767 | 29.9 | 740.8651 | 77.8375 | 0.81507 | 12.0771 | -10.4771 | 0 | 33.2294 | 55.38% | 1 | 0 | 0 | 0 | 0 | 0 | 0
| 8749 | 1.3778 | 3.228 | 793 | 31.9 | 765.9792 | 81.4625 | 0.80238 | 12.2921 | -10.9144 | 0 | 43.1688 | 71.95% | 1 | 0 | 0 | 0.15 | 0 | 0 | 0
| 8750 | 1.1111 | 3.228 | 749 | 32.3 | 723.4784 | 79.1125 | 0.81061 | 11.7291 | -10.618 | 0 | 53.3767 | 88.96% | 1 | 0 | 0 | 3.64 | 0 | 0 | 0
| 8751 | 1.1111 | 3.228 | 627 | 32.6 | 605.6355 | 71.7875 | 0.83624 | 10.1292 | -9.0181 | 0 | 60 | 100% | 1 | 0 | 0 | 9.02 | 0 | 0 | 0
| 8752 | 1 | 3.228 | 438 | 33 | 423.0755 | 60.375 | 0.87619 | 7.4139 | -6.4139 | 0 | 60 | 100% | 0 | 0 | 0 | 6.41 | 0 | 0 | 0
| 8753 | 0.44444 | 3.228 | 209 | 32.3 | 201.8785 | 45.3625 | 0.92873 | 3.7498 | -3.3054 | 0 | 60 | 100% | 0 | 0 | 0 | 3.31 | 0 | 0 | 0
| 8754 | 0.44444 | 3.228 | 28 | 31.7 | 27.0459 | 33.45 | 0.97042 | 0.52492 | -0.080476 | 0 | 60 | 100% | 0 | 0 | 0 | 0.08 | 0 | 0 | 0
| 8755 | 7.7444 | 7.7444 | 0 | 30.7 | 0 | 30.7 | 0.98005 | 0 | 7.7444 | 5 | 60 | 100% | 0 | 0 | 0 | 0 | 0 | 0 | 0
| 8756 | 8.9667 | 8.9667 | 0 | 29.5 | 0 | 29.5 | 0.98425 | 0 | 8.9667 | 4 | 51.8366 | 86.39% | 0 | 0 | 0 | 0 | 0 | 0 | 0
| 8757 | 8.9667 | 8.9667 | 0 | 28.4 | 0 | 28.4 | 0.9881 | 0 | 8.9667 | 3 | 42.3849 | 70.64% | 0 | 0 | 0 | 0 | 0 | 0 | 0
| 8758 | 8.9667 | 8.9667 | 0 | 27.3 | 0 | 27.3 | 0.99195 | 0 | 8.9667 | 2 | 32.9332 | 54.89% | 0 | 0 | 0 | 0 | 0 | 0 | 0
| 8759 | 7.3 | 7.3 | 0 | 26.1 | 0 | 26.1 | 0.99615 | 0 | 7.3 | 1 | 23.4815 | 39.14% | 0 | 0 | 0 | 0 | 0 | 0 | 0
| 8760 | 1.6889 | 3.228 | 0 | 24.8 | 0 | 24.8 | 1.0007 | 0 | 1.6889 | 0 | 15.7867 | 26.31% | 0 | 0 | 0 | 0 | 13.29 | 0 | 0

## VII. LCOE Diesel
VERSION 1.1 (JUN 2020)
VII. BASELINE LCOE - DIESEL
This sheet is organised into two sections.
A. Calculation of annual electricty demand
B. Diesel Generator
[5 empty] | No of Year | 0 | 1 | 2 | 3 | 4 | 5 | 6 | 7 | 8 | 9 | 10 | 11 | 12 | 13 | 14 | 15 | 16 | 17 | 18 | 19 | 20
[5 empty] | Year |  | 2019 | 2020 | 2021 | 2022 | 2023 | 2024 | 2025 | 2026 | 2027 | 2028 | 2029 | 2030 | 2031 | 2032 | 2033 | 2034 | 2035 | 2036 | 2037 | 2038
A. ANNUAL ELECTRICITY DEMAND
|  | Annual diesel generation |  |  | kWh |  | 37695.9022 | 37695.9022 | 37695.9022 | 37695.9022 | 37695.9022 | 37695.9022 | 37695.9022 | 37695.9022 | 37695.9022 | 37695.9022 | 37695.9022 | 37695.9022 | 37695.9022 | 37695.9022 | 37695.9022 | 37695.9022 | 37695.9022 | 37695.9022 | 37695.9022 | 37695.9022
|  | Annual electricity demand |  |  | kWh |  | 20671.1667 | 20671.1667 | 20671.1667 | 20671.1667 | 20671.1667 | 20671.1667 | 20671.1667 | 20671.1667 | 20671.1667 | 20671.1667 | 20671.1667 | 20671.1667 | 20671.1667 | 20671.1667 | 20671.1667 | 20671.1667 | 20671.1667 | 20671.1667 | 20671.1667 | 20671.1667
|  | Annual fuel consumption |  |  | L |  | 12135.9575 | 12135.9575 | 12135.9575 | 12135.9575 | 12135.9575 | 12135.9575 | 12135.9575 | 12135.9575 | 12135.9575 | 12135.9575 | 12135.9575 | 12135.9575 | 12135.9575 | 12135.9575 | 12135.9575 | 12135.9575 | 12135.9575 | 12135.9575 | 12135.9575 | 12135.9575
A. DIESEL GENERATOR
Investment Cost
|  |  | Generation |  | USD | 2152
|  |  | Distribution |  | USD | 31850
|  |  |  | Low Voltage Line | USD | 14000
|  |  |  | Transformers | USD | 0
|  |  |  | End-User Equipment | USD | 17850
|  |  | Land |  | USD | 200
|  | Total Investment Cost |  |  | USD | 34202
|  | Grants |  |  | USD | 0
|  | Total Investment Cost, net of Grants |  |  | USD | 34202
|  |  | Debt Financing |  | USD | 0
|  |  | Equity Financing |  | USD | 34202
DIESEL MINI-GRID LCOE
|  | No of Year |  |  |  | 0 | 1 | 2 | 3 | 4 | 5 | 6 | 7 | 8 | 9 | 10 | 11 | 12 | 13 | 14 | 15 | 16 | 17 | 18 | 19 | 20
Operating & Financial Expenses
|  | Operations & Maintenance Expense |  |  | USD |  | 784.0748 | 815.4378 | 848.0553 | 881.9775 | 917.2566 | 953.9468 | 992.1047 | 1031.7889 | 1073.0605 | 1115.9829 | 1160.6222 | 1207.0471 | 1255.329 | 1305.5421 | 1357.7638 | 1412.0744 | 1468.5573 | 1527.2996 | 1588.3916 | 1651.9273
|  | Corporate Overhead Allocation |  |  | USD |  | 0 | 0 | 0 | 0 | 0 | 0 | 0 | 0 | 0 | 0 | 0 | 0 | 0 | 0 | 0 | 0 | 0 | 0 | 0 | 0
|  | Fuel Cost (including transportation) |  |  | USD |  | 13349.5533 | 13349.5533 | 13349.5533 | 13349.5533 | 13349.5533 | 13349.5533 | 13349.5533 | 13349.5533 | 13349.5533 | 13349.5533 | 13349.5533 | 13349.5533 | 13349.5533 | 13349.5533 | 13349.5533 | 13349.5533 | 13349.5533 | 13349.5533 | 13349.5533 | 13349.5533
Depreciation Expense
|  |  | Depreciation Expense, generation assets |  | USD |  | 358.6667 | 358.6667 | 358.6667 | 358.6667 | 358.6667 | 358.6667 | 358.6667 | 358.6667 | 358.6667 | 358.6667 | 358.6667 | 358.6667 | 358.6667 | 358.6667 | 358.6667 | 358.6667 | 358.6667 | 358.6667 | 358.6667 | 358.6667
|  |  | Depreciation Expense, distribution assets |  | USD |  | 1592.5 | 1592.5 | 1592.5 | 1592.5 | 1592.5 | 1592.5 | 1592.5 | 1592.5 | 1592.5 | 1592.5 | 1592.5 | 1592.5 | 1592.5 | 1592.5 | 1592.5 | 1592.5 | 1592.5 | 1592.5 | 1592.5 | 1592.5
[7 empty] | 1951.1667 | 1951.1667 | 1951.1667 | 1951.1667 | 1951.1667 | 1951.1667 | 1951.1667 | 1951.1667 | 1951.1667 | 1951.1667 | 1951.1667 | 1951.1667 | 1951.1667 | 1951.1667 | 1951.1667 | 1951.1667 | 1951.1667 | 1951.1667 | 1951.1667 | 1951.1667
|  | Interest Expense, public loan |  |  | USD |  | 0 | 0 | 0 | 0 | 0 | 0 | 0 | 0 | 0 | 0 | 0 | 0 | 0 | 0 | 0 | 0 | 0 | 0 | 0 | 0
|  | Interest Expense, commercial loan with public guarantees |  |  | USD |  | 0 | 0 | 0 | 0 | 0 | 0 | 0 | 0 | 0 | 0 | 0 | 0 | 0 | 0 | 0 | 0 | 0 | 0 | 0 | 0
|  | Interest Expense, commercial loan without public guarantees |  |  | USD |  | 0 | 0 | 0 | 0 | 0 | 0 | 0 | 0 | 0 | 0 | 0 | 0 | 0 | 0 | 0 | 0 | 0 | 0 | 0 | 0
|  | Front-end Fees |  |  | USD |  | 0 | 0 | 0 | 0 | 0 | 0 | 0 | 0 | 0 | 0 | 0 | 0 | 0 | 0 | 0 | 0 | 0 | 0 | 0 | 0
|  | Public Guarantee Fees |  |  | USD |  | 0 | 0 | 0 | 0 | 0 | 0 | 0 | 0 | 0 | 0 | 0 | 0 | 0 | 0 | 0 | 0 | 0 | 0 | 0 | 0
|  | Political Risk Insurance - Fees and Annual Premium Payments |  |  | USD |  | 0 | 0 | 0 | 0 | 0 | 0 | 0 | 0 | 0 | 0 | 0 | 0 | 0 | 0 | 0 | 0 | 0 | 0 | 0 | 0
|  | Principal Payments, public loan |  |  | USD |  | 0 | 0 | 0 | 0 | 0 | 0 | 0 | 0 | 0 | 0 | 0 | 0 | 0 | 0 | 0 | 0 | 0 | 0 | 0 | 0
|  | Principal Payments, commercial loan with public guarantees |  |  | USD |  | 0 | 0 | 0 | 0 | 0 | 0 | 0 | 0 | 0 | 0 | 0 | 0 | 0 | 0 | 0 | 0 | 0 | 0 | 0 | 0
|  | Principal Payments, commercial loan without public guarantees |  |  | USD |  | 0 | 0 | 0 | 0 | 0 | 0 | 0 | 0 | 0 | 0 | 0 | 0 | 0 | 0 | 0 | 0 | 0 | 0 | 0 | 0
After-tax Cash Flows to Equity
|  | Operating Expenses |  |  | USD |  | -784.0748 | -815.4378 | -848.0553 | -881.9775 | -917.2566 | -953.9468 | -992.1047 | -1031.7889 | -1073.0605 | -1115.9829 | -1160.6222 | -1207.0471 | -1255.329 | -1305.5421 | -1357.7638 | -1412.0744 | -1468.5573 | -1527.2996 | -1588.3916 | -1651.9273
|  | Fuel Cost |  |  | USD |  | -13349.5533 | -13349.5533 | -13349.5533 | -13349.5533 | -13349.5533 | -13349.5533 | -13349.5533 | -13349.5533 | -13349.5533 | -13349.5533 | -13349.5533 | -13349.5533 | -13349.5533 | -13349.5533 | -13349.5533 | -13349.5533 | -13349.5533 | -13349.5533 | -13349.5533 | -13349.5533
|  | Interest Expense, including front-end and guarantee fees |  |  | USD |  | 0 | 0 | 0 | 0 | 0 | 0 | 0 | 0 | 0 | 0 | 0 | 0 | 0 | 0 | 0 | 0 | 0 | 0 | 0 | 0
|  | Principal Payments |  |  | USD |  | 0 | 0 | 0 | 0 | 0 | 0 | 0 | 0 | 0 | 0 | 0 | 0 | 0 | 0 | 0 | 0 | 0 | 0 | 0 | 0
|  | Tax Benefit of Expenses (O&M, Fuel Cost, Depreciation, Interest Expense) |  |  | USD |  | 3216.9589 | 3223.2315 | 3229.755 | 3236.5395 | 3243.5953 | 3250.9334 | 3258.5649 | 3266.5018 | 3274.7561 | 3283.3406 | 3292.2684 | 3301.5534 | 3311.2098 | 3321.2524 | 3331.6968 | 3342.5589 | 3353.8555 | 3365.6039 | 3377.8223 | 3390.5294
|  | Maintenance CapEx |  |  | USD |  | 0 | 0 | 0 | 0 | 0 | -2152 | 0 | 0 | 0 | 0 | 0 | -2152 | 0 | 0 | 0 | 0 | 0 | -2152 | 0 | 0
|  | Grants |  |  | USD | 0 | 0 | 0 | 0 | 0 | 0 | 0 | 0 | 0 | 0 | 0 | 0 | 0 | 0 | 0 | 0 | 0 | 0 | 0 | 0 | 0
|  | Initial Investment, net of debt financing |  |  | USD | -34202 | 0 | 0 | 0 | 0 | 0 | 0 | 0 | 0 | 0 | 0 | 0 | 0 | 0 | 0 | 0 | 0 | 0 | 0 | 0 | 0
|  | After-tax Cash Flows to Equity |  |  |  | -34202 | -10916.6691 | -10941.7595 | -10967.8535 | -10994.9913 | -11023.2146 | -13204.5668 | -11083.0931 | -11114.8404 | -11147.8577 | -11182.1956 | -11217.907 | -13407.047 | -11293.6725 | -11333.843 | -11375.6203 | -11419.0688 | -11464.2552 | -13663.249 | -11560.1226 | -11610.9511
|  | Discount Factor |  |  |  | 1 | 84.03% | 70.62% | 59.34% | 49.87% | 41.9% | 35.21% | 0.29592 | 0.24867 | 0.20897 | 0.1756 | 0.14757 | 0.124 | 0.10421 | 0.087567 | 0.073586 | 0.061837 | 0.051964 | 0.043667 | 0.036695 | 0.030836
|  | Present Value of After-Tax Cash Flows |  |  | USD | -34202 | -9173.6715 | -7726.6856 | -6508.4977 | -5482.8586 | -4619.2711 | -4649.8869 | -3279.6859 | -2763.9332 | -2329.5324 | -1963.6201 | -1655.3707 | -1662.5304 | -1176.8597 | -992.4754 | -837.0871 | -706.1213 | -595.7273 | -596.6349 | -424.1995 | -358.0375
|  | Net Present Value of After-Tax Cash Flows |  |  | USD | 0: -91704.6869
|  | Present Value of Electricity Demand |  |  | kWh |  | 17370.7283 | 14597.2507 | 12266.5972 | 10308.0649 | 8662.2394 | 7279.1928 | 6116.9687 | 5140.3098 | 4319.5881 | 3629.906 | 3050.3411 | 2563.3119 | 2154.0436 | 1810.1207 | 1521.1098 | 1278.2435 | 1074.1542 | 902.6506 | 758.5299 | 637.4201
|  | Net Present Value of Electricity Demand |  |  | kWh | 0: 105440.7714
|  | Levelized Cost of Electricity |  |  | USD/kWh | 0: 0.86973
|  | Levelized Cost of Electricity, tax adjusted |  |  | USD/kWh | 0: 1.0872
|  | No of Year |  |  |  | 0 | 1 | 2 | 3 | 4 | 5 | 6 | 7 | 8 | 9 | 10 | 11 | 12 | 13 | 14 | 15 | 16 | 17 | 18 | 19 | 20
|  | Serviced Demand |  |  | kWh |  | 20671.1667 | 20671.1667 | 20671.1667 | 20671.1667 | 20671.1667 | 20671.1667 | 20671.1667 | 20671.1667 | 20671.1667 | 20671.1667 | 20671.1667 | 20671.1667 | 20671.1667 | 20671.1667 | 20671.1667 | 20671.1667 | 20671.1667 | 20671.1667 | 20671.1667 | 20671.1667
|  | Tariff |  |  | USD/kWh |  | 1.0872 | 1.0872 | 1.0872 | 1.0872 | 1.0872 | 1.0872 | 1.0872 | 1.0872 | 1.0872 | 1.0872 | 1.0872 | 1.0872 | 1.0872 | 1.0872 | 1.0872 | 1.0872 | 1.0872 | 1.0872 | 1.0872 | 1.0872
|  | Operating Revenues |  |  | USD |  | 22472.84 | 22472.84 | 22472.84 | 22472.84 | 22472.84 | 22472.84 | 22472.84 | 22472.84 | 22472.84 | 22472.84 | 22472.84 | 22472.84 | 22472.84 | 22472.84 | 22472.84 | 22472.84 | 22472.84 | 22472.84 | 22472.84 | 22472.84
|  | Operating & Maintenance Expenses |  |  | USD |  | -784.0748 | -815.4378 | -848.0553 | -881.9775 | -917.2566 | -953.9468 | -992.1047 | -1031.7889 | -1073.0605 | -1115.9829 | -1160.6222 | -1207.0471 | -1255.329 | -1305.5421 | -1357.7638 | -1412.0744 | -1468.5573 | -1527.2996 | -1588.3916 | -1651.9273
|  | Fuel Cost |  |  |  |  | -13349.5533 | -13349.5533 | -13349.5533 | -13349.5533 | -13349.5533 | -13349.5533 | -13349.5533 | -13349.5533 | -13349.5533 | -13349.5533 | -13349.5533 | -13349.5533 | -13349.5533 | -13349.5533 | -13349.5533 | -13349.5533 | -13349.5533 | -13349.5533 | -13349.5533 | -13349.5533
|  | EBITDA |  |  | USD |  | 8339.2119 | 8307.849 | 8275.2314 | 8241.3092 | 8206.0301 | 8169.3399 | 8131.182 | 8091.4978 | 8050.2263 | 8007.3038 | 7962.6645 | 7916.2396 | 7867.9578 | 7817.7446 | 7765.5229 | 7711.2124 | 7654.7294 | 7595.9871 | 7534.8951 | 7471.3594
|  | Depreciation |  |  | USD |  | -1951.1667 | -1951.1667 | -1951.1667 | -1951.1667 | -1951.1667 | -1951.1667 | -1951.1667 | -1951.1667 | -1951.1667 | -1951.1667 | -1951.1667 | -1951.1667 | -1951.1667 | -1951.1667 | -1951.1667 | -1951.1667 | -1951.1667 | -1951.1667 | -1951.1667 | -1951.1667
|  | EBIT |  |  | USD |  | 6388.0453 | 6356.6823 | 6324.0648 | 6290.1426 | 6254.8635 | 6218.1732 | 6180.0153 | 6140.3311 | 6099.0596 | 6056.1372 | 6011.4979 | 5965.073 | 5916.7911 | 5866.5779 | 5814.3562 | 5760.0457 | 5703.5627 | 5644.8204 | 5583.7284 | 5520.1928
|  | Interest expense, including front end fees and premium payments |  |  | USD |  | 0 | 0 | 0 | 0 | 0 | 0 | 0 | 0 | 0 | 0 | 0 | 0 | 0 | 0 | 0 | 0 | 0 | 0 | 0 | 0
|  | Taxable income |  |  | USD |  | 6388.0453 | 6356.6823 | 6324.0648 | 6290.1426 | 6254.8635 | 6218.1732 | 6180.0153 | 6140.3311 | 6099.0596 | 6056.1372 | 6011.4979 | 5965.073 | 5916.7911 | 5866.5779 | 5814.3562 | 5760.0457 | 5703.5627 | 5644.8204 | 5583.7284 | 5520.1928
|  | Taxes (Paid) |  |  | USD |  | -1277.6091 | -1271.3365 | -1264.813 | -1258.0285 | -1250.9727 | -1243.6346 | -1236.0031 | -1228.0662 | -1219.8119 | -1211.2274 | -1202.2996 | -1193.0146 | -1183.3582 | -1173.3156 | -1162.8712 | -1152.0091 | -1140.7125 | -1128.9641 | -1116.7457 | -1104.0386
|  | Net Income |  |  | USD |  | 5110.4362 | 5085.3458 | 5059.2518 | 5032.1141 | 5003.8908 | 4974.5386 | 4944.0123 | 4912.2649 | 4879.2477 | 4844.9097 | 4809.1983 | 4772.0584 | 4733.4329 | 4693.2623 | 4651.485 | 4608.0366 | 4562.8502 | 4515.8563 | 4466.9828 | 4416.1542
|  | Investment Cost |  |  | USD | 1.0872 0: -34202
|  | Net of Debt Financing |  |  | USD | 1.0872 0: 0
|  | Net of Grants |  |  | USD | 1.0872 0: 0
|  | Equity Investment |  |  | USD | 1.0872 0: -34202
|  | Net income |  |  | USD |  | 5110.4362 | 5085.3458 | 5059.2518 | 5032.1141 | 5003.8908 | 4974.5386 | 4944.0123 | 4912.2649 | 4879.2477 | 4844.9097 | 4809.1983 | 4772.0584 | 4733.4329 | 4693.2623 | 4651.485 | 4608.0366 | 4562.8502 | 4515.8563 | 4466.9828 | 4416.1542
|  |  | + Depreciation |  | USD |  | 1951.1667 | 1951.1667 | 1951.1667 | 1951.1667 | 1951.1667 | 1951.1667 | 1951.1667 | 1951.1667 | 1951.1667 | 1951.1667 | 1951.1667 | 1951.1667 | 1951.1667 | 1951.1667 | 1951.1667 | 1951.1667 | 1951.1667 | 1951.1667 | 1951.1667 | 1951.1667
|  |  | - Change in working capital |  | USD |  | 0 | 0 | 0 | 0 | 0 | 0 | 0 | 0 | 0 | 0 | 0 | 0 | 0 | 0 | 0 | 0 | 0 | 0 | 0 | 0
|  |  | - Maintenance CapEx |  | USD |  | 0 | 0 | 0 | 0 | 0 | -2152 | 0 | 0 | 0 | 0 | 0 | -2152 | 0 | 0 | 0 | 0 | 0 | -2152 | 0 | 0
|  |  | - Principal payments |  | USD |  | 0 | 0 | 0 | 0 | 0 | 0 | 0 | 0 | 0 | 0 | 0 | 0 | 0 | 0 | 0 | 0 | 0 | 0 | 0 | 0
|  |  | +Salvage value |  | USD |  | 0 | 0 | 0 | 0 | 0 | 0 | 0 | 0 | 0 | 0 | 0 | 0 | 0 | 0 | 0 | 0 | 0 | 0 | 0 | 0
|  | After-tax Cash Flow to Equity |  |  | USD | -34202 | 7061.6029 | 7036.5125 | 7010.4185 | 6983.2807 | 6955.0574 | 4773.7052 | 6895.1789 | 6863.4316 | 6830.4143 | 6796.0764 | 6760.365 | 4571.225 | 6684.5995 | 6644.429 | 6602.6517 | 6559.2032 | 6514.0168 | 4315.023 | 6418.1494 | 6367.3209
|  | Net Present Value |  |  | USD | 1.0872 0: 0
DEBT SCHEDULE
|  | No of Year |  |  |  | 0 | 1 | 2 | 3 | 4 | 5 | 6 | 7 | 8 | 9 | 10 | 11 | 12 | 13 | 14 | 15 | 16 | 17 | 18 | 19 | 20
|  | Public Loan |  |  | USD | 0: 0
|  | - Loan Amount |  |  | USD | 0: 0
|  | - Loan Tenor |  |  | years | 0: 0
|  | - Interest Rate |  |  | % | bar: 0
Debt Service (interest + principal)
|  |  | Interest Payment |  | USD |  | 0 | 0 | 0 | 0 | 0 | 0 | 0 | 0 | 0 | 0 | 0 | 0 | 0 | 0 | 0 | 0 | 0 | 0 | 0 | 0
|  |  | Principal Payment |  | USD |  | 0 | 0 | 0 | 0 | 0 | 0 | 0 | 0 | 0 | 0 | 0 | 0 | 0 | 0 | 0 | 0 | 0 | 0 | 0 | 0
|  |  | Debt Service |  | USD |  | 0 | 0 | 0 | 0 | 0 | 0 | 0 | 0 | 0 | 0 | 0 | 0 | 0 | 0 | 0 | 0 | 0 | 0 | 0 | 0
Loan amortization schedule
|  |  | Beginning balance |  | USD | 0 | 0 | 0 | 0 | 0 | 0 | 0 | 0 | 0 | 0 | 0 | 0 | 0 | 0 | 0 | 0 | 0 | 0 | 0 | 0 | 0
|  |  | Drawdowns |  | USD | 0 | 0 | 0 | 0 | 0 | 0 | 0 | 0 | 0 | 0 | 0 | 0 | 0 | 0 | 0 | 0 | 0 | 0 | 0 | 0 | 0
|  |  | Loan repayment |  | USD | 0 | 0 | 0 | 0 | 0 | 0 | 0 | 0 | 0 | 0 | 0 | 0 | 0 | 0 | 0 | 0 | 0 | 0 | 0 | 0 | 0
|  |  | Ending balance |  | USD | 0 | 0 | 0 | 0 | 0 | 0 | 0 | 0 | 0 | 0 | 0 | 0 | 0 | 0 | 0 | 0 | 0 | 0 | 0 | 0 | 0
Fees
|  | Front-end Fee |  |  | USD |  | 0 | 0 | 0 | 0 | 0 | 0 | 0 | 0 | 0 | 0 | 0 | 0 | 0 | 0 | 0 | 0 | 0 | 0 | 0 | 0
|  | Commercial Loan with Public Guarantees |  |  | USD | 0: 0
|  | - Loan Amount |  |  | USD | 0: 0
|  | - Loan Tenor |  |  | years | 0: N/A
|  | - Interest Rate |  |  | % | bar: 0
|  |  | Guarantee Coverage, as a % of Commercial Loan Value |  | % | bar: 0
|  |  | Term of Public Guarantee Coverage |  | years | 0: 0
Debt Service (interest + principal)
|  |  | Interest Payment |  | USD |  | 0 | 0 | 0 | 0 | 0 | 0 | 0 | 0 | 0 | 0 | 0 | 0 | 0 | 0 | 0 | 0 | 0 | 0 | 0 | 0
|  |  | Principal Payment |  | USD |  | 0 | 0 | 0 | 0 | 0 | 0 | 0 | 0 | 0 | 0 | 0 | 0 | 0 | 0 | 0 | 0 | 0 | 0 | 0 | 0
|  |  | Debt Service |  | USD |  | 0 | 0 | 0 | 0 | 0 | 0 | 0 | 0 | 0 | 0 | 0 | 0 | 0 | 0 | 0 | 0 | 0 | 0 | 0 | 0
Loan amortization schedule
|  |  | Beginning balance |  | USD | 0 | 0 | 0 | 0 | 0 | 0 | 0 | 0 | 0 | 0 | 0 | 0 | 0 | 0 | 0 | 0 | 0 | 0 | 0 | 0 | 0
|  |  | Drawdowns |  | USD | 0 | 0 | 0 | 0 | 0 | 0 | 0 | 0 | 0 | 0 | 0 | 0 | 0 | 0 | 0 | 0 | 0 | 0 | 0 | 0 | 0
|  |  | Loan repayment |  | USD | 0 | 0 | 0 | 0 | 0 | 0 | 0 | 0 | 0 | 0 | 0 | 0 | 0 | 0 | 0 | 0 | 0 | 0 | 0 | 0 | 0
|  |  | Ending balance |  | USD | 0 | 0 | 0 | 0 | 0 | 0 | 0 | 0 | 0 | 0 | 0 | 0 | 0 | 0 | 0 | 0 | 0 | 0 | 0 | 0 | 0
Fees
|  | Front-end fee, commercial loan with guarantees |  |  | USD |  | 0 | 0 | 0 | 0 | 0 | 0 | 0 | 0 | 0 | 0 | 0 | 0 | 0 | 0 | 0 | 0 | 0 | 0 | 0 | 0
|  | Front-end Fee, Public Guarantee |  |  | USD |  | 0 | 0 | 0 | 0 | 0 | 0 | 0 | 0 | 0 | 0 | 0 | 0 | 0 | 0 | 0 | 0 | 0 | 0 | 0 | 0
|  | Annual Public Guarantee Fee |  |  | USD |  | 0 | 0 | 0 | 0 | 0 | 0 | 0 | 0 | 0 | 0 | 0 | 0 | 0 | 0 | 0 | 0 | 0 | 0 | 0 | 0
|  | Commercial Loans without Public Guarantees |  |  | USD | 0: 0
|  | - Loan Amount |  |  | USD | 0: 0
|  | - Loan Tenor |  |  | years | 0: 0
|  | - Interest Rate |  |  | % | bar: 0
Debt Service (interest + principal)
|  |  | Interest Payment |  | USD |  | 0 | 0 | 0 | 0 | 0 | 0 | 0 | 0 | 0 | 0 | 0 | 0 | 0 | 0 | 0 | 0 | 0 | 0 | 0 | 0
|  |  | Principal Payment |  | USD |  | 0 | 0 | 0 | 0 | 0 | 0 | 0 | 0 | 0 | 0 | 0 | 0 | 0 | 0 | 0 | 0 | 0 | 0 | 0 | 0
|  |  | Debt Service |  | USD |  | 0 | 0 | 0 | 0 | 0 | 0 | 0 | 0 | 0 | 0 | 0 | 0 | 0 | 0 | 0 | 0 | 0 | 0 | 0 | 0
Loan amortization schedule
|  |  | Beginning balance |  | USD | 0 | 0 | 0 | 0 | 0 | 0 | 0 | 0 | 0 | 0 | 0 | 0 | 0 | 0 | 0 | 0 | 0 | 0 | 0 | 0 | 0
|  |  | Drawdowns |  | USD | 0 | 0 | 0 | 0 | 0 | 0 | 0 | 0 | 0 | 0 | 0 | 0 | 0 | 0 | 0 | 0 | 0 | 0 | 0 | 0 | 0
|  |  | Loan repayment |  | USD | 0 | 0 | 0 | 0 | 0 | 0 | 0 | 0 | 0 | 0 | 0 | 0 | 0 | 0 | 0 | 0 | 0 | 0 | 0 | 0 | 0
|  |  | Ending balance |  | USD | 0 | 0 | 0 | 0 | 0 | 0 | 0 | 0 | 0 | 0 | 0 | 0 | 0 | 0 | 0 | 0 | 0 | 0 | 0 | 0 | 0
Fees
|  | Front-end Fee |  |  |  |  | 0 | 0 | 0 | 0 | 0 | 0 | 0 | 0 | 0 | 0 | 0 | 0 | 0 | 0 | 0 | 0 | 0 | 0 | 0 | 0
|  | Political Risk Insurance (PRI) for Equity Providers |  |  |  | 0: 0
|  | PRI Coverage, as a % of Total Equity Investment |  |  | % | bar: 0
|  | Term of Political Risk Insurance |  |  | years | 0: 0
Fees
|  | Front-end Fee |  |  | USD |  | 0 | 0 | 0 | 0 | 0 | 0 | 0 | 0 | 0 | 0 | 0 | 0 | 0 | 0 | 0 | 0 | 0 | 0 | 0 | 0
|  | Annual Political Risk Insurance Premium |  |  | USD |  | 0 | 0 | 0 | 0 | 0 | 0 | 0 | 0 | 0 | 0 | 0 | 0 | 0 | 0 | 0 | 0 | 0 | 0 | 0 | 0
DEPRECIATION
|  | No of Year |  |  |  | 0 | 1 | 2 | 3 | 4 | 5 | 6 | 7 | 8 | 9 | 10 | 11 | 12 | 13 | 14 | 15 | 16 | 17 | 18 | 19 | 20
Annual Depreciation
|  | Generation Assets |  |  | Allocation | 0: Depreciable Base
|  |  | Depreciation, generation assets, initial investment |  | 100% | 2152 | 358.6667 | 358.6667 | 358.6667 | 358.6667 | 358.6667 | 358.6667 | 0 | 0 | 0 | 0 | 0 | 0 | 0 | 0 | 0 | 0 | 0 | 0 | 0 | 0
Distribution Assets
|  |  | Depreciation, initial investment, excluding transformers |  | 100% | 31850 | 1592.5 | 1592.5 | 1592.5 | 1592.5 | 1592.5 | 1592.5 | 1592.5 | 1592.5 | 1592.5 | 1592.5 | 1592.5 | 1592.5 | 1592.5 | 1592.5 | 1592.5 | 1592.5 | 1592.5 | 1592.5 | 1592.5 | 1592.5
|  |  | Depreciation, initial investment, transformers |  | 100% | 0 | 0 | 0 | 0 | 0 | 0 | 0 | 0 | 0 | 0 | 0 | 0 | 0 | 0 | 0 | 0 | 0 | 0 | 0 | 0 | 0
Maintenance Capital Expenditures (assumes investment made at the end of the year)
Generation Assets
|  |  | Diesel Generator Replacement |  | USD |  | 0 | 0 | 0 | 0 | 0 | 2152 | 0 | 0 | 0 | 0 | 0 | 2152 | 0 | 0 | 0 | 0 | 0 | 2152 | 0 | 0
|  |  | Diesel Generator Incremental Depreciation |  | USD |  | 0 | 0 | 0 | 0 | 0 | 0 | 358.6667 | 358.6667 | 358.6667 | 358.6667 | 358.6667 | 358.6667 | 358.6667 | 358.6667 | 358.6667 | 358.6667 | 358.6667 | 358.6667 | 358.6667 | 358.6667
Distribution Assets
|  |  | Transformer Replacement |  | USD |  | 0 | 0 | 0 | 0 | 0 | 0 | 0 | 0 | 0 | 0 | 0 | 0 | 0 | 0 | 0 | 0 | 0 | 0 | 0 | 0
|  |  | Transformer Replacement Depreciation |  | USD |  | 0 | 0 | 0 | 0 | 0 | 0 | 0 | 0 | 0 | 0 | 0 | 0 | 0 | 0 | 0 | 0 | 0 | 0 | 0 | 0

## VIII. LCOE Solar
VERSION 1.1 (JUN 2020)
VIII. LCOE - SOLAR PV-BATTERY MG
This sheet is organised into three sections.
A. Calculation of Serviced Electricity Demand
B. Pre-derisking Solar PV Battery
C. Post-derisking Solar PV Battery
[5 empty] | No of Year | 0 | 1 | 2 | 3 | 4 | 5 | 6 | 7 | 8 | 9 | 10 | 11 | 12 | 13 | 14 | 15 | 16 | 17 | 18 | 19 | 20
[5 empty] | Year |  | 2019 | 2020 | 2021 | 2022 | 2023 | 2024 | 2025 | 2026 | 2027 | 2028 | 2029 | 2030 | 2031 | 2032 | 2033 | 2034 | 2035 | 2036 | 2037 | 2038
A. CALCULATION OF SERVICED ELECTRICITY DEMAND
|  | Annual diesel generation |  |  | kWh |  | 0 | 0 | 0 | 0 | 0 | 0 | 0 | 0 | 0 | 0 | 0 | 0 | 0 | 0 | 0 | 0 | 0 | 0 | 0 | 0
|  | Annual demand |  |  | kWh |  | 20671.1667 | 20671.1667 | 20671.1667 | 20671.1667 | 20671.1667 | 20671.1667 | 20671.1667 | 20671.1667 | 20671.1667 | 20671.1667 | 20671.1667 | 20671.1667 | 20671.1667 | 20671.1667 | 20671.1667 | 20671.1667 | 20671.1667 | 20671.1667 | 20671.1667 | 20671.1667
|  | Annual unmet demand from solar PV |  |  | kWh |  | 310.22 | 310.22 | 310.22 | 310.22 | 310.22 | 310.22 | 310.22 | 310.22 | 310.22 | 310.22 | 310.22 | 310.22 | 310.22 | 310.22 | 310.22 | 310.22 | 310.22 | 310.22 | 310.22 | 310.22
|  | Annual serviced demand |  |  | kWh |  | 20360.9467 | 20360.9467 | 20360.9467 | 20360.9467 | 20360.9467 | 20360.9467 | 20360.9467 | 20360.9467 | 20360.9467 | 20360.9467 | 20360.9467 | 20360.9467 | 20360.9467 | 20360.9467 | 20360.9467 | 20360.9467 | 20360.9467 | 20360.9467 | 20360.9467 | 20360.9467
|  | Annual fuel consumption |  |  | L |  | 0 | 0 | 0 | 0 | 0 | 0 | 0 | 0 | 0 | 0 | 0 | 0 | 0 | 0 | 0 | 0 | 0 | 0 | 0 | 0
B. PRE-DERISKING SOLAR PV-BATTERY
|  | Investment Cost |  |  |  | System cost: | 1 2019: Specific cost:; 3 2021: Guidance:
|  |  | Generation |  | USD | 50000
|  |  |  | Solar PV | USD | 10000 | 1 2019: 500; 2 2020: per kWp; 3 2021: VAT levied unless waived
|  |  |  | Battery | USD | 24000 | 1 2019: 400; 2 2020: per kWh; 3 2021: VAT & Tariff levied unless waived; 6 2024: 50000
|  |  |  | Inverter | USD | 6000 | 1 2019: 300; 2 2020: per kWp; 3 2021: VAT & Tariff levied unless waived; 6 2024: 50000; 7 2025: 0.2
|  |  |  | Mounting Structure,Battery Room, etc. | USD | 10000 | 3 2021: neither VAT nor Tariff can be waived
|  |  |  | Diesel | USD | 0 | 3 2021: neither VAT nor Tariff can be waived
|  |  | Distribution |  | USD | 25550
|  |  |  | Low Voltage Line | USD | 14000 | 1 2019: 7000; 2 2020: per km; 3 2021: VAT levied unless waived
|  |  |  | Transformers | USD | 0 | 1 2019: 6000; 2 2020: per unit; 3 2021: VAT levied unless waived
|  |  |  | End-User Equipment | USD | 11550 | 3 2021: neither VAT nor Tariff can be waived
|  |  | Land |  | USD | 500 | 3 2021: neither VAT nor Tariff can be waived
|  | Total Investment Cost |  |  | USD | 76050
|  | Grants |  |  | USD | 0
|  | Total Investment Cost, net of grants |  |  | USD | 76050
|  |  | Debt Financing |  | USD | 0
|  |  | Equity Financing |  | USD | 76050
|  | No of Year |  |  |  | 0 | 1 | 2 | 3 | 4 | 5 | 6 | 7 | 8 | 9 | 10 | 11 | 12 | 13 | 14 | 15 | 16 | 17 | 18 | 19 | 20
Operations & Maintenance Expense
O&M
|  |  | Solar PV-Battery O&M |  | USD |  | 2281.5 | 2372.76 | 2467.6704 | 2566.3772 | 2669.0323 | 2775.7936 | 2886.8253 | 3002.2984 | 3122.3903 | 3247.2859 | 3377.1773 | 3512.2644 | 3652.755 | 3798.8652 | 3950.8198 | 4108.8526 | 4273.2067 | 4444.135 | 4621.9004 | 4806.7764
|  |  | Diesel fixed O&M |  | USD |  | 0 | 0 | 0 | 0 | 0 | 0 | 0 | 0 | 0 | 0 | 0 | 0 | 0 | 0 | 0 | 0 | 0 | 0 | 0 | 0
|  |  | Corporate Overhead Allocation |  | USD |  | 0 | 0 | 0 | 0 | 0 | 0 | 0 | 0 | 0 | 0 | 0 | 0 | 0 | 0 | 0 | 0 | 0 | 0 | 0 | 0
|  | Fuel Cost (including transportation) |  |  | USD |  | 0 | 0 | 0 | 0 | 0 | 0 | 0 | 0 | 0 | 0 | 0 | 0 | 0 | 0 | 0 | 0 | 0 | 0 | 0 | 0
|  | Sub-total |  |  | USD |  | 2281.5 | 2372.76 | 2467.6704 | 2566.3772 | 2669.0323 | 2775.7936 | 2886.8253 | 3002.2984 | 3122.3903 | 3247.2859 | 3377.1773 | 3512.2644 | 3652.755 | 3798.8652 | 3950.8198 | 4108.8526 | 4273.2067 | 4444.135 | 4621.9004 | 4806.7764
Depreciation Expense
|  |  | Depreciation Expense, generation assets |  | USD |  | 6657.1429 | 6657.1429 | 6657.1429 | 6657.1429 | 6657.1429 | 5571.2914 | 5571.2914 | 5358.2463 | 5358.2463 | 5358.2463 | 4518.0351 | 4518.0351 | 4518.0351 | 4518.0351 | 4357.943 | 3707.8036 | 3707.8036 | 3707.8036 | 3707.8036 | 3707.8036
|  |  | Depreciation Expense, distribution assets |  | USD |  | 1277.5 | 1277.5 | 1277.5 | 1277.5 | 1277.5 | 1277.5 | 1277.5 | 1277.5 | 1277.5 | 1277.5 | 1277.5 | 1277.5 | 1277.5 | 1277.5 | 1277.5 | 1277.5 | 1277.5 | 1277.5 | 1277.5 | 1277.5
|  | Sub-total |  |  |  |  | 7934.6429 | 7934.6429 | 7934.6429 | 7934.6429 | 7934.6429 | 6848.7914 | 6848.7914 | 6635.7463 | 6635.7463 | 6635.7463 | 5795.5351 | 5795.5351 | 5795.5351 | 5795.5351 | 5635.443 | 4985.3036 | 4985.3036 | 4985.3036 | 4985.3036 | 4985.3036
|  | Interest Expense, public loan |  |  | USD |  | 0 | 0 | 0 | 0 | 0 | 0 | 0 | 0 | 0 | 0 | 0 | 0 | 0 | 0 | 0 | 0 | 0 | 0 | 0 | 0
|  | Interest Expense, commercial loan with public guarantees |  |  | USD |  | 0 | 0 | 0 | 0 | 0 | 0 | 0 | 0 | 0 | 0 | 0 | 0 | 0 | 0 | 0 | 0 | 0 | 0 | 0 | 0
|  | Interest Expense, commercial loan without public guarantees |  |  | USD |  | 0 | 0 | 0 | 0 | 0 | 0 | 0 | 0 | 0 | 0 | 0 | 0 | 0 | 0 | 0 | 0 | 0 | 0 | 0 | 0
|  | Front-end Fees |  |  | USD |  | 0 | 0 | 0 | 0 | 0 | 0 | 0 | 0 | 0 | 0 | 0 | 0 | 0 | 0 | 0 | 0 | 0 | 0 | 0 | 0
|  | Public Guarantee Fees |  |  | USD |  | 0 | 0 | 0 | 0 | 0 | 0 | 0 | 0 | 0 | 0 | 0 | 0 | 0 | 0 | 0 | 0 | 0 | 0 | 0 | 0
|  | Political Risk Insurance - Fees and Annual Premium Payments |  |  | USD |  | 0 | 0 | 0 | 0 | 0 | 0 | 0 | 0 | 0 | 0 | 0 | 0 | 0 | 0 | 0 | 0 | 0 | 0 | 0 | 0
|  | Principal Payments, public loan |  |  | USD |  | 0 | 0 | 0 | 0 | 0 | 0 | 0 | 0 | 0 | 0 | 0 | 0 | 0 | 0 | 0 | 0 | 0 | 0 | 0 | 0
|  | Principal Payments, commercial loan with public guarantees |  |  | USD |  | 0 | 0 | 0 | 0 | 0 | 0 | 0 | 0 | 0 | 0 | 0 | 0 | 0 | 0 | 0 | 0 | 0 | 0 | 0 | 0
|  | Principal Payments, commercial loan without public guarantees |  |  | USD |  | 0 | 0 | 0 | 0 | 0 | 0 | 0 | 0 | 0 | 0 | 0 | 0 | 0 | 0 | 0 | 0 | 0 | 0 | 0 | 0
After-tax Cash Flows to Equity
|  | Operating Expenses |  |  | USD |  | -2281.5 | -2372.76 | -2467.6704 | -2566.3772 | -2669.0323 | -2775.7936 | -2886.8253 | -3002.2984 | -3122.3903 | -3247.2859 | -3377.1773 | -3512.2644 | -3652.755 | -3798.8652 | -3950.8198 | -4108.8526 | -4273.2067 | -4444.135 | -4621.9004 | -4806.7764
|  | Interest Expense, including front-end and guarantee fees |  |  | USD |  | 0 | 0 | 0 | 0 | 0 | 0 | 0 | 0 | 0 | 0 | 0 | 0 | 0 | 0 | 0 | 0 | 0 | 0 | 0 | 0
|  | Principal Payments |  |  | USD |  | 0 | 0 | 0 | 0 | 0 | 0 | 0 | 0 | 0 | 0 | 0 | 0 | 0 | 0 | 0 | 0 | 0 | 0 | 0 | 0
|  | Tax Benefit of Expenses (O&M, Depreciation, Interest Expense) |  |  | USD |  | 2043.2286 | 2061.4806 | 2080.4627 | 2100.204 | 2120.735 | 1924.917 | 1947.1233 | 1927.6089 | 1951.6273 | 1976.6064 | 1834.5425 | 1861.5599 | 1889.658 | 1918.8801 | 1917.2526 | 1818.8312 | 1851.7021 | 1885.8877 | 1921.4408 | 1958.416
|  | Maintenance CapEx - Battery,Inverter, Distribution Replacement |  |  | USD |  | 0 | 0 | 0 | 0 | -18570.7425 | 0 | -4508.6849 | 0 | 0 | -14369.6865 | 0 | 0 | 0 | -3388.0399 | -11118.9895 | 0 | 0 | 0 | 0 | 0
|  | Grants |  |  | USD | 0 | 0 | 0 | 0 | 0 | 0 | 0 | 0 | 0 | 0 | 0 | 0 | 0 | 0 | 0 | 0 | 0 | 0 | 0 | 0 | 0
|  | Initial Investment, net of debt financing |  |  | USD | -76050 | 0 | 0 | 0 | 0 | 0 | 0 | 0 | 0 | 0 | 0 | 0 | 0 | 0 | 0 | 0 | 0 | 0 | 0 | 0 | 0
|  | After-tax Cash Flows to Equity |  |  |  | -76050 | -238.2714 | -311.2794 | -387.2077 | -466.1732 | -19119.0398 | -850.8766 | -5448.3869 | -1074.6894 | -1170.763 | -15640.366 | -1542.6348 | -1650.7045 | -1763.097 | -5268.025 | -13152.5568 | -2290.0214 | -2421.5046 | -2558.2473 | -2700.4596 | -2848.3604
|  | Discount Factor |  |  |  | 1 | 0.84034 | 0.70616 | 0.59342 | 0.49867 | 0.41905 | 0.35214 | 0.29592 | 0.24867 | 0.20897 | 0.1756 | 0.14757 | 0.124 | 0.10421 | 0.087567 | 0.073586 | 0.061837 | 0.051964 | 0.043667 | 0.036695 | 0.030836
|  | Present Value of After-Tax Cash Flows |  |  | USD | -76050 | -200.2281 | -219.8146 | -229.7752 | -232.466 | -8011.8216 | -299.6297 | -1612.2753 | -267.2436 | -244.6506 | -2746.4854 | -227.6389 | -204.6943 | -183.7239 | -461.3073 | -967.8449 | -141.6081 | -125.8308 | -111.7113 | -99.0936 | -87.8326
|  | Net Present Value of After-Tax Cash Flows |  |  | USD | 76050 0: -92725.6759
|  | Present Value of Serviced Electricity Demand |  |  | kWh |  | 17110.0392 | 14378.1842 | 12082.5077 | 10153.3679 | 8532.2419 | 7169.9512 | 6025.1691 | 5063.1673 | 4254.7624 | 3575.4306 | 3004.5635 | 2524.8433 | 2121.7171 | 1782.9555 | 1498.2819 | 1259.0605 | 1058.034 | 889.1042 | 747.1464 | 627.8541
|  | Net Present Value of Serviced Electricity Demand |  |  | kWh | 76050 0: 103858.3819
|  | Levelized Cost of Electricity |  |  | USD/kWh | 76050 0: 0.89281
|  | Levelized Cost of Electricity, tax adjusted |  |  | USD/kWh | 76050 0: 1.116
|  | No of Year |  |  |  | 0 | 1 | 2 | 3 | 4 | 5 | 6 | 7 | 8 | 9 | 10 | 11 | 12 | 13 | 14 | 15 | 16 | 17 | 18 | 19 | 20
|  | Electricity Generation |  |  | kWh |  | 20360.9467 | 20360.9467 | 20360.9467 | 20360.9467 | 20360.9467 | 20360.9467 | 20360.9467 | 20360.9467 | 20360.9467 | 20360.9467 | 20360.9467 | 20360.9467 | 20360.9467 | 20360.9467 | 20360.9467 | 20360.9467 | 20360.9467 | 20360.9467 | 20360.9467 | 20360.9467
|  | Tariff |  |  | USD/kWh |  | 1.116 | 1.116 | 1.116 | 1.116 | 1.116 | 1.116 | 1.116 | 1.116 | 1.116 | 1.116 | 1.116 | 1.116 | 1.116 | 1.116 | 1.116 | 1.116 | 1.116 | 1.116 | 1.116 | 1.116
|  | Operating Revenues |  |  | USD |  | 22723.0401 | 22723.0401 | 22723.0401 | 22723.0401 | 22723.0401 | 22723.0401 | 22723.0401 | 22723.0401 | 22723.0401 | 22723.0401 | 22723.0401 | 22723.0401 | 22723.0401 | 22723.0401 | 22723.0401 | 22723.0401 | 22723.0401 | 22723.0401 | 22723.0401 | 22723.0401
|  | Operating & Maintenance Expenses |  |  | USD |  | -2281.5 | -2372.76 | -2467.6704 | -2566.3772 | -2669.0323 | -2775.7936 | -2886.8253 | -3002.2984 | -3122.3903 | -3247.2859 | -3377.1773 | -3512.2644 | -3652.755 | -3798.8652 | -3950.8198 | -4108.8526 | -4273.2067 | -4444.135 | -4621.9004 | -4806.7764
|  | EBITDA |  |  | USD |  | 20441.5401 | 20350.2801 | 20255.3697 | 20156.6629 | 20054.0078 | 19947.2465 | 19836.2148 | 19720.7418 | 19600.6498 | 19475.7542 | 19345.8628 | 19210.7757 | 19070.2851 | 18924.1749 | 18772.2203 | 18614.1875 | 18449.8334 | 18278.9051 | 18101.1397 | 17916.2637
|  | Depreciation |  |  | USD |  | -7934.6429 | -7934.6429 | -7934.6429 | -7934.6429 | -7934.6429 | -6848.7914 | -6848.7914 | -6635.7463 | -6635.7463 | -6635.7463 | -5795.5351 | -5795.5351 | -5795.5351 | -5795.5351 | -5635.443 | -4985.3036 | -4985.3036 | -4985.3036 | -4985.3036 | -4985.3036
|  | EBIT |  |  | USD |  | 12506.8973 | 12415.6373 | 12320.7269 | 12222.02 | 12119.3649 | 13098.4552 | 12987.4234 | 13084.9954 | 12964.9035 | 12840.0079 | 13550.3276 | 13415.2405 | 13274.75 | 13128.6398 | 13136.7773 | 13628.8839 | 13464.5298 | 13293.6015 | 13115.8361 | 12930.9601
|  | Interest expense |  |  | USD |  | 0 | 0 | 0 | 0 | 0 | 0 | 0 | 0 | 0 | 0 | 0 | 0 | 0 | 0 | 0 | 0 | 0 | 0 | 0 | 0
|  | Taxable income |  |  | USD |  | 12506.8973 | 12415.6373 | 12320.7269 | 12222.02 | 12119.3649 | 13098.4552 | 12987.4234 | 13084.9954 | 12964.9035 | 12840.0079 | 13550.3276 | 13415.2405 | 13274.75 | 13128.6398 | 13136.7773 | 13628.8839 | 13464.5298 | 13293.6015 | 13115.8361 | 12930.9601
|  | Taxes (Paid) |  |  | USD |  | -2501.3795 | -2483.1275 | -2464.1454 | -2444.404 | -2423.873 | -2619.691 | -2597.4847 | -2616.9991 | -2592.9807 | -2568.0016 | -2710.0655 | -2683.0481 | -2654.95 | -2625.728 | -2627.3555 | -2725.7768 | -2692.906 | -2658.7203 | -2623.1672 | -2586.192
|  | Net Income |  |  | USD |  | 10005.5178 | 9932.5098 | 9856.5815 | 9777.616 | 9695.492 | 10478.7641 | 10389.9387 | 10467.9963 | 10371.9228 | 10272.0063 | 10840.2621 | 10732.1924 | 10619.8 | 10502.9118 | 10509.4218 | 10903.1071 | 10771.6238 | 10634.8812 | 10492.6689 | 10344.7681
|  | Investment Cost |  |  | USD | 1.116 0: -76050
|  | Net of Debt Financing |  |  | USD | 1.116 0: 0
|  | Net of Grants |  |  | USD | 1.116 0: 0
|  | Equity Investment |  |  | USD | 1.116 0: -76050
|  | Net income |  |  | USD |  | 10005.5178 | 9932.5098 | 9856.5815 | 9777.616 | 9695.492 | 10478.7641 | 10389.9387 | 10467.9963 | 10371.9228 | 10272.0063 | 10840.2621 | 10732.1924 | 10619.8 | 10502.9118 | 10509.4218 | 10903.1071 | 10771.6238 | 10634.8812 | 10492.6689 | 10344.7681
|  |  | + Depreciation |  | USD |  | 7934.6429 | 7934.6429 | 7934.6429 | 7934.6429 | 7934.6429 | 6848.7914 | 6848.7914 | 6635.7463 | 6635.7463 | 6635.7463 | 5795.5351 | 5795.5351 | 5795.5351 | 5795.5351 | 5635.443 | 4985.3036 | 4985.3036 | 4985.3036 | 4985.3036 | 4985.3036
|  |  | - Change in working capital |  | USD |  | 0 | 0 | 0 | 0 | 0 | 0 | 0 | 0 | 0 | 0 | 0 | 0 | 0 | 0 | 0 | 0 | 0 | 0 | 0 | 0
|  |  | - Maintenance CapEx |  | USD |  | 0 | 0 | 0 | 0 | -18570.7425 | 0 | -4508.6849 | 0 | 0 | -14369.6865 | 0 | 0 | 0 | -3388.0399 | -11118.9895 | 0 | 0 | 0 | 0 | 0
|  |  | - Principal payments |  | USD |  | 0 | 0 | 0 | 0 | 0 | 0 | 0 | 0 | 0 | 0 | 0 | 0 | 0 | 0 | 0 | 0 | 0 | 0 | 0 | 0
|  |  | +Salvage value |  | USD |  | 0 | 0 | 0 | 0 | 0 | 0 | 0 | 0 | 0 | 0 | 0 | 0 | 0 | 0 | 0 | 0 | 0 | 0 | 0 | 0
|  | After-tax Cash Flow to Equity |  |  | USD | -76050 | 17940.1607 | 17867.1527 | 17791.2243 | 17712.2589 | -940.6077 | 17327.5555 | 12730.0452 | 17103.7427 | 17007.6691 | 2538.0661 | 16635.7972 | 16527.7276 | 16415.3351 | 12910.4071 | 5025.8753 | 15888.4107 | 15756.9274 | 15620.1848 | 15477.9725 | 15330.0717
|  | Net Present Value |  |  | USD | 1.116 0: 0
DEBT SCHEDULE, PRE-DERISKING
|  | No of Year |  |  |  | 0 | 1 | 2 | 3 | 4 | 5 | 6 | 7 | 8 | 9 | 10 | 11 | 12 | 13 | 14 | 15 | 16 | 17 | 18 | 19 | 20
|  | Public Loan |  |  | USD | 0: 0
|  | - Loan Amount |  |  | USD | 0: 0
|  | - Loan Tenor |  |  | years | 0: N/A
|  | - Interest Rate |  |  | % | 0: N/A
Debt Service (interest + principal)
|  |  | Interest Payment |  | USD |  | 0 | 0 | 0 | 0 | 0 | 0 | 0 | 0 | 0 | 0 | 0 | 0 | 0 | 0 | 0 | 0 | 0 | 0 | 0 | 0
|  |  | Principal Payment |  | USD |  | 0 | 0 | 0 | 0 | 0 | 0 | 0 | 0 | 0 | 0 | 0 | 0 | 0 | 0 | 0 | 0 | 0 | 0 | 0 | 0
|  |  | Debt Service |  | USD |  | 0 | 0 | 0 | 0 | 0 | 0 | 0 | 0 | 0 | 0 | 0 | 0 | 0 | 0 | 0 | 0 | 0 | 0 | 0 | 0
Loan amortization schedule
|  |  | Beginning balance |  | USD | 0 | 0 | 0 | 0 | 0 | 0 | 0 | 0 | 0 | 0 | 0 | 0 | 0 | 0 | 0 | 0 | 0 | 0 | 0 | 0 | 0
|  |  | Drawdowns |  | USD | 0 | 0 | 0 | 0 | 0 | 0 | 0 | 0 | 0 | 0 | 0 | 0 | 0 | 0 | 0 | 0 | 0 | 0 | 0 | 0 | 0
|  |  | Loan repayment |  | USD | 0 | 0 | 0 | 0 | 0 | 0 | 0 | 0 | 0 | 0 | 0 | 0 | 0 | 0 | 0 | 0 | 0 | 0 | 0 | 0 | 0
|  |  | Ending balance |  | USD | 0 | 0 | 0 | 0 | 0 | 0 | 0 | 0 | 0 | 0 | 0 | 0 | 0 | 0 | 0 | 0 | 0 | 0 | 0 | 0 | 0
Fees
|  | Front-end Fee |  |  | USD |  | 0 | 0 | 0 | 0 | 0 | 0 | 0 | 0 | 0 | 0 | 0 | 0 | 0 | 0 | 0 | 0 | 0 | 0 | 0 | 0
|  | Commercial Loan with Public Guarantees |  |  | USD | 0: 0
|  | - Loan Amount |  |  | USD | 0: 0
|  | - Loan Tenor |  |  | years | bar: 0
|  | - Interest Rate |  |  | % | bar: 0
|  |  | Guarantee Coverage, as a % of Commercial Loan Value |  | % | bar: 0
|  |  | Term of Public Guarantee Coverage |  | years | bar: 0
Debt Service (interest + principal)
|  |  | Interest Payment |  | USD |  | 0 | 0 | 0 | 0 | 0 | 0 | 0 | 0 | 0 | 0 | 0 | 0 | 0 | 0 | 0 | 0 | 0 | 0 | 0 | 0
|  |  | Principal Payment |  | USD |  | 0 | 0 | 0 | 0 | 0 | 0 | 0 | 0 | 0 | 0 | 0 | 0 | 0 | 0 | 0 | 0 | 0 | 0 | 0 | 0
|  |  | Debt Service |  | USD |  | 0 | 0 | 0 | 0 | 0 | 0 | 0 | 0 | 0 | 0 | 0 | 0 | 0 | 0 | 0 | 0 | 0 | 0 | 0 | 0
Loan amortization schedule
|  |  | Beginning balance |  | USD | 0 | 0 | 0 | 0 | 0 | 0 | 0 | 0 | 0 | 0 | 0 | 0 | 0 | 0 | 0 | 0 | 0 | 0 | 0 | 0 | 0
|  |  | Drawdowns |  | USD | 0 | 0 | 0 | 0 | 0 | 0 | 0 | 0 | 0 | 0 | 0 | 0 | 0 | 0 | 0 | 0 | 0 | 0 | 0 | 0 | 0
|  |  | Loan repayment |  | USD | 0 | 0 | 0 | 0 | 0 | 0 | 0 | 0 | 0 | 0 | 0 | 0 | 0 | 0 | 0 | 0 | 0 | 0 | 0 | 0 | 0
|  |  | Ending balance |  | USD | 0 | 0 | 0 | 0 | 0 | 0 | 0 | 0 | 0 | 0 | 0 | 0 | 0 | 0 | 0 | 0 | 0 | 0 | 0 | 0 | 0
Fees
|  | Front-end fee, commercial loan with guarantees |  |  | USD |  | 0 | 0 | 0 | 0 | 0 | 0 | 0 | 0 | 0 | 0 | 0 | 0 | 0 | 0 | 0 | 0 | 0 | 0 | 0 | 0
|  | Front-end Fee, Public Guarantee |  |  | USD |  | 0 | 0 | 0 | 0 | 0 | 0 | 0 | 0 | 0 | 0 | 0 | 0 | 0 | 0 | 0 | 0 | 0 | 0 | 0 | 0
|  | Annual Public Guarantee Fee |  |  | USD |  | 0 | 0 | 0 | 0 | 0 | 0 | 0 | 0 | 0 | 0 | 0 | 0 | 0 | 0 | 0 | 0 | 0 | 0 | 0 | 0
|  | Commercial Loans without Public Guarantees |  |  | USD | 0: 0
|  | - Loan Amount |  |  | USD | 0: 0
|  | - Loan Tenor |  |  | years | bar: 0
|  | - Interest Rate |  |  | % | bar: 0
Commercial Loan Debt Service (interest + principal)
|  |  | Interest Payment |  | USD |  | 0 | 0 | 0 | 0 | 0 | 0 | 0 | 0 | 0 | 0 | 0 | 0 | 0 | 0 | 0 | 0 | 0 | 0 | 0 | 0
|  |  | Principal Payment |  | USD |  | 0 | 0 | 0 | 0 | 0 | 0 | 0 | 0 | 0 | 0 | 0 | 0 | 0 | 0 | 0 | 0 | 0 | 0 | 0 | 0
|  |  | Debt Service |  | USD |  | 0 | 0 | 0 | 0 | 0 | 0 | 0 | 0 | 0 | 0 | 0 | 0 | 0 | 0 | 0 | 0 | 0 | 0 | 0 | 0
Commercial loan amortization schedule
|  |  | Beginning balance |  | USD | 0 | 0 | 0 | 0 | 0 | 0 | 0 | 0 | 0 | 0 | 0 | 0 | 0 | 0 | 0 | 0 | 0 | 0 | 0 | 0 | 0
|  |  | Drawdowns |  | USD | 0 | 0 | 0 | 0 | 0 | 0 | 0 | 0 | 0 | 0 | 0 | 0 | 0 | 0 | 0 | 0 | 0 | 0 | 0 | 0 | 0
|  |  | Loan repayment |  | USD | 0 | 0 | 0 | 0 | 0 | 0 | 0 | 0 | 0 | 0 | 0 | 0 | 0 | 0 | 0 | 0 | 0 | 0 | 0 | 0 | 0
|  |  | Ending balance |  | USD | 0 | 0 | 0 | 0 | 0 | 0 | 0 | 0 | 0 | 0 | 0 | 0 | 0 | 0 | 0 | 0 | 0 | 0 | 0 | 0 | 0
Fees
|  | Front-end Fee |  |  | USD |  | 0 | 0 | 0 | 0 | 0 | 0 | 0 | 0 | 0 | 0 | 0 | 0 | 0 | 0 | 0 | 0 | 0 | 0 | 0 | 0
|  | Political Risk Insurance for Equity Investment |  |  | USD | 0: 0
|  | PRI Coverage, as a % of Total Equity Investment |  |  | % | bar: 0
|  | Term of Political Risk Insurance |  |  | years | 0: 0
Fees
|  | Front-end Fee |  |  | USD |  | FALSE | 0 | 0 | 0 | 0 | 0 | 0 | 0 | 0 | 0 | 0 | 0 | 0 | 0 | 0 | 0 | 0 | 0 | 0 | 0
|  | Annual Political Risk Insurance Premium |  |  | USD |  | 0 | 0 | 0 | 0 | 0 | 0 | 0 | 0 | 0 | 0 | 0 | 0 | 0 | 0 | 0 | 0 | 0 | 0 | 0 | 0
DEPRECIATION
|  | No of Year |  |  |  | 0 | 1 | 2 | 3 | 4 | 5 | 6 | 7 | 8 | 9 | 10 | 11 | 12 | 13 | 14 | 15 | 16 | 17 | 18 | 19 | 20
Annual Depreciation - Initial Investment
|  | Generation Assets |  |  | Allocation | 0: Depreciable Base
Solar PV
|  |  | Depreciation, initial investment |  | 100% | 20000 | 1000 | 1000 | 1000 | 1000 | 1000 | 1000 | 1000 | 1000 | 1000 | 1000 | 1000 | 1000 | 1000 | 1000 | 1000 | 1000 | 1000 | 1000 | 1000 | 1000
Battery
|  |  | Depreciation, initial investment |  | 100% | 24000 | 4800 | 4800 | 4800 | 4800 | 4800 | 0 | 0 | 0 | 0 | 0 | 0 | 0 | 0 | 0 | 0 | 0 | 0 | 0 | 0 | 0
Inverter
|  |  | Depreciation, initial investment |  | 100% | 6000 | 857.1429 | 857.1429 | 857.1429 | 857.1429 | 857.1429 | 857.1429 | 857.1429 | 0 | 0 | 0 | 0 | 0 | 0 | 0 | 0 | 0 | 0 | 0 | 0 | 0
Diesel generator
|  |  | Depreciation, initial investment |  | 100% | 0 | 0 | 0 | 0 | 0 | 0 | 0 | 0 | 0 | 0 | 0 | 0 | 0 | 0 | 0 | 0 | 0 | 0 | 0 | 0 | 0
|  | Distribution Assets |  |  | Allocation | 0: Depreciable Base
Distribution Assets, excluding transformers
|  |  | Depreciation, initial investment |  | 100% | 25550 | 1277.5 | 1277.5 | 1277.5 | 1277.5 | 1277.5 | 1277.5 | 1277.5 | 1277.5 | 1277.5 | 1277.5 | 1277.5 | 1277.5 | 1277.5 | 1277.5 | 1277.5 | 1277.5 | 1277.5 | 1277.5 | 1277.5 | 1277.5
Transformers
|  |  | Depreciation, initial investment |  | 100% | 0 | 0 | 0 | 0 | 0 | 0 | 0 | 0 | 0 | 0 | 0 | 0 | 0 | 0 | 0 | 0 | 0 | 0 | 0 | 0 | 0
Maintenance Capital Expenditures (assumes investment made at the end of the year)
Generation Assets
|  |  | Battery Replacement |  | USD |  | 0 | 0 | 0 | 0 | 18570.7425 | 0 | 0 | 0 | 0 | 14369.6865 | 0 | 0 | 0 | 0 | 11118.9895 | 0 | 0 | 0 | 0 | 0
|  |  | Battery Incremental Depreciation |  | USD |  | 0 | 0 | 0 | 0 | 0 | 3714.1485 | 3714.1485 | 3714.1485 | 3714.1485 | 3714.1485 | 2873.9373 | 2873.9373 | 2873.9373 | 2873.9373 | 2873.9373 | 2223.7979 | 2223.7979 | 2223.7979 | 2223.7979 | 2223.7979
|  |  | Inverter Replacement |  | USD |  | 0 | 0 | 0 | 0 | 0 | 0 | 4508.6849 | 0 | 0 | 0 | 0 | 0 | 0 | 3388.0399 | 0 | 0 | 0 | 0 | 0 | 0
|  |  | Inverter Incremental Depreciation |  | USD |  | 0 | 0 | 0 | 0 | 0 | 0 | 0 | 644.0978 | 644.0978 | 644.0978 | 644.0978 | 644.0978 | 644.0978 | 644.0978 | 484.0057 | 484.0057 | 484.0057 | 484.0057 | 484.0057 | 484.0057
|  |  | Diesel Generator Replacement |  | USD |  | 0 | 0 | 0 | 0 | 0 | 0 | 0 | 0 | 0 | 0 | 0 | 0 | 0 | 0 | 0 | 0 | 0 | 0 | 0 | 0
|  |  | Diesel Generator Incremental Depreciation |  | USD |  | 0 | 0 | 0 | 0 | 0 | 0 | 0 | 0 | 0 | 0 | 0 | 0 | 0 | 0 | 0 | 0 | 0 | 0 | 0 | 0
Distribution Assets
|  |  | Transformer Replacement |  | USD |  | 0 | 0 | 0 | 0 | 0 | 0 | 0 | 0 | 0 | 0 | 0 | 0 | 0 | 0 | 0 | 0 | 0 | 0 | 0 | 0
|  |  | Transformer Incremental Depreciation |  | USD |  | 0 | 0 | 0 | 0 | 0 | 0 | 0 | 0 | 0 | 0 | 0 | 0 | 0 | 0 | 0 | 0 | 0 | 0 | 0 | 0
C. POST-DERISKING SOLAR PV-BATTERY
|  | Investment Cost |  |  |  | 0: System cost:; 1: Specific cost:; 3: Guidance:
|  |  | Generation |  | USD | 0: 50000
|  |  |  | Solar PV | USD | 0: 10000; 1: 500; 2: per kWp; 3: VAT levied unless waived
|  |  |  | Battery | USD | 0: 24000; 1: 400; 2: per kWh; 3: VAT & Tariff levied unless waived
|  |  |  | Inverter | USD | 0: 6000; 1: 300; 2: per kWp; 3: VAT & Tariff levied unless waived
|  |  |  | Mounting Structure,Battery Room, etc. | USD | 0: 10000; 3: neither VAT nor Tariff can be waived
|  |  |  | Diesel | USD | 0: 0; 3: neither VAT nor Tariff can be waived
|  |  | Distribution |  | USD | 0: 25550
|  |  |  | Low Voltage Line | USD | 0: 14000; 1: 7000; 2: per km; 3: VAT levied unless waived
|  |  |  | Transformers | USD | 0: 0; 1: 6000; 2: per unit; 3: VAT levied unless waived
|  |  |  | End-User Equipment | USD | 0: 11550; 2: -; 3: neither VAT nor Tariff can be waived
|  |  | Land |  | USD | 0: 500; 2: -; 3: neither VAT nor Tariff can be waived
|  | Total Investment Cost |  |  | USD | 0: 76050
|  | Grants |  |  | USD | 0: 0
|  | Total Investment Cost, net of grants |  |  | USD | 0: 76050
|  |  | Debt Financing |  | USD | 0: 0
|  |  | Equity Financing |  | USD | 0: 76050
|  | No of Year |  |  |  | 0 | 1 | 2 | 3 | 4 | 5 | 6 | 7 | 8 | 9 | 10 | 11 | 12 | 13 | 14 | 15 | 16 | 17 | 18 | 19 | 20
Operations & Maintenance Expense
O&M
|  |  | Solar PV/Battery O&M |  | USD |  | 2281.5 | 2372.76 | 2467.6704 | 2566.3772 | 2669.0323 | 2775.7936 | 2886.8253 | 3002.2984 | 3122.3903 | 3247.2859 | 3377.1773 | 3512.2644 | 3652.755 | 3798.8652 | 3950.8198 | 4108.8526 | 4273.2067 | 4444.135 | 4621.9004 | 4806.7764
|  |  | Diesel fixed O&M |  | USD |  | 0 | 0 | 0 | 0 | 0 | 0 | 0 | 0 | 0 | 0 | 0 | 0 | 0 | 0 | 0 | 0 | 0 | 0 | 0 | 0
|  |  | Corporate Overhead Allocation |  | USD |  | 0 | 0 | 0 | 0 | 0 | 0 | 0 | 0 | 0 | 0 | 0 | 0 | 0 | 0 | 0 | 0 | 0 | 0 | 0 | 0
|  | Fuel Cost (including transportation) |  |  | USD |  | 0 | 0 | 0 | 0 | 0 | 0 | 0 | 0 | 0 | 0 | 0 | 0 | 0 | 0 | 0 | 0 | 0 | 0 | 0 | 0
|  | Sub-total |  |  | USD |  | 2281.5 | 2372.76 | 2467.6704 | 2566.3772 | 2669.0323 | 2775.7936 | 2886.8253 | 3002.2984 | 3122.3903 | 3247.2859 | 3377.1773 | 3512.2644 | 3652.755 | 3798.8652 | 3950.8198 | 4108.8526 | 4273.2067 | 4444.135 | 4621.9004 | 4806.7764
Depreciation Expense
|  |  | Depreciation Expense, generation assets |  | USD |  | 6657.1429 | 6657.1429 | 6657.1429 | 6657.1429 | 6657.1429 | 5571.2914 | 5571.2914 | 5358.2463 | 5358.2463 | 5358.2463 | 4518.0351 | 4518.0351 | 4518.0351 | 4518.0351 | 4357.943 | 3707.8036 | 3707.8036 | 3707.8036 | 3707.8036 | 3707.8036
|  |  | Depreciation Expense, distribution assets |  | USD |  | 1277.5 | 1277.5 | 1277.5 | 1277.5 | 1277.5 | 1277.5 | 1277.5 | 1277.5 | 1277.5 | 1277.5 | 1277.5 | 1277.5 | 1277.5 | 1277.5 | 1277.5 | 1277.5 | 1277.5 | 1277.5 | 1277.5 | 1277.5
|  | Sub-total |  |  | USD |  | 7934.6429 | 7934.6429 | 7934.6429 | 7934.6429 | 7934.6429 | 6848.7914 | 6848.7914 | 6635.7463 | 6635.7463 | 6635.7463 | 5795.5351 | 5795.5351 | 5795.5351 | 5795.5351 | 5635.443 | 4985.3036 | 4985.3036 | 4985.3036 | 4985.3036 | 4985.3036
|  | Interest Expense, public loan |  |  | USD |  | 0 | 0 | 0 | 0 | 0 | 0 | 0 | 0 | 0 | 0 | 0 | 0 | 0 | 0 | 0 | 0 | 0 | 0 | 0 | 0
|  | Interest Expense, commercial loan with public guarantees |  |  | USD |  | 0 | 0 | 0 | 0 | 0 | 0 | 0 | 0 | 0 | 0 | 0 | 0 | 0 | 0 | 0 | 0 | 0 | 0 | 0 | 0
|  | Interest Expense, commercial loan without public guarantees |  |  | USD |  | 0 | 0 | 0 | 0 | 0 | 0 | 0 | 0 | 0 | 0 | 0 | 0 | 0 | 0 | 0 | 0 | 0 | 0 | 0 | 0
|  | Front-end Fees |  |  | USD |  | 0 | 0 | 0 | 0 | 0 | 0 | 0 | 0 | 0 | 0 | 0 | 0 | 0 | 0 | 0 | 0 | 0 | 0 | 0 | 0
|  | Public Guarantee Fees |  |  | USD |  | 0 | 0 | 0 | 0 | 0 | 0 | 0 | 0 | 0 | 0 | 0 | 0 | 0 | 0 | 0 | 0 | 0 | 0 | 0 | 0
|  | Political Risk Insurance - Fees and Annual Premium Payments |  |  | USD |  | 0 | 0 | 0 | 0 | 0 | 0 | 0 | 0 | 0 | 0 | 0 | 0 | 0 | 0 | 0 | 0 | 0 | 0 | 0 | 0
|  | Principal Payments, public loan |  |  | USD |  | 0 | 0 | 0 | 0 | 0 | 0 | 0 | 0 | 0 | 0 | 0 | 0 | 0 | 0 | 0 | 0 | 0 | 0 | 0 | 0
|  | Principal Payments, commercial loan with public guarantees |  |  | USD |  | 0 | 0 | 0 | 0 | 0 | 0 | 0 | 0 | 0 | 0 | 0 | 0 | 0 | 0 | 0 | 0 | 0 | 0 | 0 | 0
|  | Principal Payments, commercial loan without public guarantees |  |  | USD |  | 0 | 0 | 0 | 0 | 0 | 0 | 0 | 0 | 0 | 0 | 0 | 0 | 0 | 0 | 0 | 0 | 0 | 0 | 0 | 0
After-tax Cash Flows to Equity
|  | Operating Expenses |  |  | USD |  | -2281.5 | -2372.76 | -2467.6704 | -2566.3772 | -2669.0323 | -2775.7936 | -2886.8253 | -3002.2984 | -3122.3903 | -3247.2859 | -3377.1773 | -3512.2644 | -3652.755 | -3798.8652 | -3950.8198 | -4108.8526 | -4273.2067 | -4444.135 | -4621.9004 | -4806.7764
|  | Interest Expense, including front-end and guarantee fees |  |  | USD |  | 0 | 0 | 0 | 0 | 0 | 0 | 0 | 0 | 0 | 0 | 0 | 0 | 0 | 0 | 0 | 0 | 0 | 0 | 0 | 0
|  | Principal Payments |  |  | USD |  | 0 | 0 | 0 | 0 | 0 | 0 | 0 | 0 | 0 | 0 | 0 | 0 | 0 | 0 | 0 | 0 | 0 | 0 | 0 | 0
|  | Tax Benefit of Expenses (O&M, Depreciation, Interest Expense) |  |  | USD |  | 2043.2286 | 2061.4806 | 2080.4627 | 2100.204 | 2120.735 | 1924.917 | 1947.1233 | 1927.6089 | 1951.6273 | 1976.6064 | 1834.5425 | 1861.5599 | 1889.658 | 1918.8801 | 1917.2526 | 1818.8312 | 1851.7021 | 1885.8877 | 1921.4408 | 1958.416
|  | Maintenance CapEx - Battery,Inverter, Distribution Replacement |  |  | USD |  | 0 | 0 | 0 | 0 | -18570.7425 | 0 | -4508.6849 | 0 | 0 | -14369.6865 | 0 | 0 | 0 | -3388.0399 | -11118.9895 | 0 | 0 | 0 | 0 | 0
|  | Grants |  |  | USD | 0 | 0 | 0 | 0 | 0 | 0 | 0 | 0 | 0 | 0 | 0 | 0 | 0 | 0 | 0 | 0 | 0 | 0 | 0 | 0 | 0
|  | Initial Investment, net of debt financing |  |  | USD | -76050 | 0 | 0 | 0 | 0 | 0 | 0 | 0 | 0 | 0 | 0 | 0 | 0 | 0 | 0 | 0 | 0 | 0 | 0 | 0 | 0
|  | After-tax Cash Flows to Equity |  |  | USD | -76050 | -238.2714 | -311.2794 | -387.2077 | -466.1732 | -19119.0398 | -850.8766 | -5448.3869 | -1074.6894 | -1170.763 | -15640.366 | -1542.6348 | -1650.7045 | -1763.097 | -5268.025 | -13152.5568 | -2290.0214 | -2421.5046 | -2558.2473 | -2700.4596 | -2848.3604
|  | Discount Factor |  |  |  | 1 | 0.84034 | 0.70616 | 0.59342 | 0.49867 | 0.41905 | 0.35214 | 0.29592 | 0.24867 | 0.20897 | 0.1756 | 0.14757 | 0.124 | 0.10421 | 0.087567 | 0.073586 | 0.061837 | 0.051964 | 0.043667 | 0.036695 | 0.030836
|  | Present Value of After-Tax Cash Flows |  |  | USD | -76050 | -200.2281 | -219.8146 | -229.7752 | -232.466 | -8011.8216 | -299.6297 | -1612.2753 | -267.2436 | -244.6506 | -2746.4854 | -227.6389 | -204.6943 | -183.7239 | -461.3073 | -967.8449 | -141.6081 | -125.8308 | -111.7113 | -99.0936 | -87.8326
|  | Net Present Value of After-Tax Cash Flows |  |  | USD | 76050 0: -92725.6759
|  | Present Value of Serviced Electricity Demand |  |  | kWh |  | 17110.0392 | 14378.1842 | 12082.5077 | 10153.3679 | 8532.2419 | 7169.9512 | 6025.1691 | 5063.1673 | 4254.7624 | 3575.4306 | 3004.5635 | 2524.8433 | 2121.7171 | 1782.9555 | 1498.2819 | 1259.0605 | 1058.034 | 889.1042 | 747.1464 | 627.8541
|  | Net Present Value of Serviced Electricity Demand |  |  | kWh | 76050 0: 103858.3819
|  | Levelized Cost of Electricity |  |  | USD/kWh | 76050 0: 0.89281
|  | Levelized Cost of Electricity, tax adjusted |  |  | USD/kWh | 76050 0: 1.116
|  | No of Year |  |  |  | 0 | 1 | 2 | 3 | 4 | 5 | 6 | 7 | 8 | 9 | 10 | 11 | 12 | 13 | 14 | 15 | 16 | 17 | 18 | 19 | 20
|  | Electricity Generation |  |  | kWh |  | 20360.9467 | 20360.9467 | 20360.9467 | 20360.9467 | 20360.9467 | 20360.9467 | 20360.9467 | 20360.9467 | 20360.9467 | 20360.9467 | 20360.9467 | 20360.9467 | 20360.9467 | 20360.9467 | 20360.9467 | 20360.9467 | 20360.9467 | 20360.9467 | 20360.9467 | 20360.9467
|  | Tariff |  |  | USD/kWh |  | 1.116 | 1.116 | 1.116 | 1.116 | 1.116 | 1.116 | 1.116 | 1.116 | 1.116 | 1.116 | 1.116 | 1.116 | 1.116 | 1.116 | 1.116 | 1.116 | 1.116 | 1.116 | 1.116 | 1.116
|  | Operating Revenues |  |  | USD |  | 22723.0401 | 22723.0401 | 22723.0401 | 22723.0401 | 22723.0401 | 22723.0401 | 22723.0401 | 22723.0401 | 22723.0401 | 22723.0401 | 22723.0401 | 22723.0401 | 22723.0401 | 22723.0401 | 22723.0401 | 22723.0401 | 22723.0401 | 22723.0401 | 22723.0401 | 22723.0401
|  | Operating & Maintenance Expenses |  |  | USD |  | -2281.5 | -2372.76 | -2467.6704 | -2566.3772 | -2669.0323 | -2775.7936 | -2886.8253 | -3002.2984 | -3122.3903 | -3247.2859 | -3377.1773 | -3512.2644 | -3652.755 | -3798.8652 | -3950.8198 | -4108.8526 | -4273.2067 | -4444.135 | -4621.9004 | -4806.7764
|  | EBITDA |  |  | USD |  | 20441.5401 | 20350.2801 | 20255.3697 | 20156.6629 | 20054.0078 | 19947.2465 | 19836.2148 | 19720.7418 | 19600.6498 | 19475.7542 | 19345.8628 | 19210.7757 | 19070.2851 | 18924.1749 | 18772.2203 | 18614.1875 | 18449.8334 | 18278.9051 | 18101.1397 | 17916.2637
|  | Depreciation |  |  | USD |  | -7934.6429 | -7934.6429 | -7934.6429 | -7934.6429 | -7934.6429 | -6848.7914 | -6848.7914 | -6635.7463 | -6635.7463 | -6635.7463 | -5795.5351 | -5795.5351 | -5795.5351 | -5795.5351 | -5635.443 | -4985.3036 | -4985.3036 | -4985.3036 | -4985.3036 | -4985.3036
|  | EBIT |  |  | USD |  | 12506.8973 | 12415.6373 | 12320.7269 | 12222.02 | 12119.3649 | 13098.4552 | 12987.4234 | 13084.9954 | 12964.9035 | 12840.0079 | 13550.3276 | 13415.2405 | 13274.75 | 13128.6398 | 13136.7773 | 13628.8839 | 13464.5298 | 13293.6015 | 13115.8361 | 12930.9601
|  | Interest expense |  |  | USD |  | 0 | 0 | 0 | 0 | 0 | 0 | 0 | 0 | 0 | 0 | 0 | 0 | 0 | 0 | 0 | 0 | 0 | 0 | 0 | 0
|  | Taxable income |  |  | USD |  | 12506.8973 | 12415.6373 | 12320.7269 | 12222.02 | 12119.3649 | 13098.4552 | 12987.4234 | 13084.9954 | 12964.9035 | 12840.0079 | 13550.3276 | 13415.2405 | 13274.75 | 13128.6398 | 13136.7773 | 13628.8839 | 13464.5298 | 13293.6015 | 13115.8361 | 12930.9601
|  | Taxes (Paid) |  |  | USD |  | -2501.3795 | -2483.1275 | -2464.1454 | -2444.404 | -2423.873 | -2619.691 | -2597.4847 | -2616.9991 | -2592.9807 | -2568.0016 | -2710.0655 | -2683.0481 | -2654.95 | -2625.728 | -2627.3555 | -2725.7768 | -2692.906 | -2658.7203 | -2623.1672 | -2586.192
|  | Net Income |  |  | USD |  | 10005.5178 | 9932.5098 | 9856.5815 | 9777.616 | 9695.492 | 10478.7641 | 10389.9387 | 10467.9963 | 10371.9228 | 10272.0063 | 10840.2621 | 10732.1924 | 10619.8 | 10502.9118 | 10509.4218 | 10903.1071 | 10771.6238 | 10634.8812 | 10492.6689 | 10344.7681
|  | Investment Cost |  |  | USD | 1.116 0: -76050
|  | Net of Debt Financing |  |  | USD | 1.116 0: 0
|  | Net of Grants |  |  | USD | 1.116 0: 0
|  | Equity Investment |  |  | USD | 1.116 0: -76050
|  | Net income |  |  | USD |  | 10005.5178 | 9932.5098 | 9856.5815 | 9777.616 | 9695.492 | 10478.7641 | 10389.9387 | 10467.9963 | 10371.9228 | 10272.0063 | 10840.2621 | 10732.1924 | 10619.8 | 10502.9118 | 10509.4218 | 10903.1071 | 10771.6238 | 10634.8812 | 10492.6689 | 10344.7681
|  |  | + Depreciation |  | USD |  | 7934.6429 | 7934.6429 | 7934.6429 | 7934.6429 | 7934.6429 | 6848.7914 | 6848.7914 | 6635.7463 | 6635.7463 | 6635.7463 | 5795.5351 | 5795.5351 | 5795.5351 | 5795.5351 | 5635.443 | 4985.3036 | 4985.3036 | 4985.3036 | 4985.3036 | 4985.3036
|  |  | - Change in working capital |  | USD |  | 0 | 0 | 0 | 0 | 0 | 0 | 0 | 0 | 0 | 0 | 0 | 0 | 0 | 0 | 0 | 0 | 0 | 0 | 0 | 0
|  |  | - Maintenance CapEx |  | USD |  | 0 | 0 | 0 | 0 | -18570.7425 | 0 | -4508.6849 | 0 | 0 | -14369.6865 | 0 | 0 | 0 | -3388.0399 | -11118.9895 | 0 | 0 | 0 | 0 | 0
|  |  | - Principal payments |  | USD |  | 0 | 0 | 0 | 0 | 0 | 0 | 0 | 0 | 0 | 0 | 0 | 0 | 0 | 0 | 0 | 0 | 0 | 0 | 0 | 0
|  |  | +Salvage value |  | USD |  | 0 | 0 | 0 | 0 | 0 | 0 | 0 | 0 | 0 | 0 | 0 | 0 | 0 | 0 | 0 | 0 | 0 | 0 | 0 | 0
|  | After-tax Cash Flow to Equity |  |  | USD | -76050 | 17940.1607 | 17867.1527 | 17791.2243 | 17712.2589 | -940.6077 | 17327.5555 | 12730.0452 | 17103.7427 | 17007.6691 | 2538.0661 | 16635.7972 | 16527.7276 | 16415.3351 | 12910.4071 | 5025.8753 | 15888.4107 | 15756.9274 | 15620.1848 | 15477.9725 | 15330.0717
|  | Net Present Value |  |  | USD | 1.116 0: 0
DEBT SCHEDULE, POST-DERISKING
|  | No of Year |  |  |  | 0 | 1 | 2 | 3 | 4 | 5 | 6 | 7 | 8 | 9 | 10 | 11 | 12 | 13 | 14 | 15 | 16 | 17 | 18 | 19 | 20
|  | Public Loan |  |  | USD | 0: 0
|  | - Loan Amount |  |  | USD | 0: 0
|  | - Loan Tenor |  |  | years | 0: N/A
|  | - Interest Rate |  |  | % | 0: N/A
Debt Service (interest + principal)
|  |  | Interest Payment |  | USD |  | 0 | 0 | 0 | 0 | 0 | 0 | 0 | 0 | 0 | 0 | 0 | 0 | 0 | 0 | 0 | 0 | 0 | 0 | 0 | 0
|  |  | Principal Payment |  | USD |  | 0 | 0 | 0 | 0 | 0 | 0 | 0 | 0 | 0 | 0 | 0 | 0 | 0 | 0 | 0 | 0 | 0 | 0 | 0 | 0
|  |  | Debt Service |  | USD |  | 0 | 0 | 0 | 0 | 0 | 0 | 0 | 0 | 0 | 0 | 0 | 0 | 0 | 0 | 0 | 0 | 0 | 0 | 0 | 0
Loan amortization schedule
|  |  | Beginning balance |  | USD | 0 | 0 | 0 | 0 | 0 | 0 | 0 | 0 | 0 | 0 | 0 | 0 | 0 | 0 | 0 | 0 | 0 | 0 | 0 | 0 | 0
|  |  | Drawdowns |  | USD | 0 | 0 | 0 | 0 | 0 | 0 | 0 | 0 | 0 | 0 | 0 | 0 | 0 | 0 | 0 | 0 | 0 | 0 | 0 | 0 | 0
|  |  | Loan repayment |  | USD | 0 | 0 | 0 | 0 | 0 | 0 | 0 | 0 | 0 | 0 | 0 | 0 | 0 | 0 | 0 | 0 | 0 | 0 | 0 | 0 | 0
|  |  | Ending balance |  | USD | 0 | 0 | 0 | 0 | 0 | 0 | 0 | 0 | 0 | 0 | 0 | 0 | 0 | 0 | 0 | 0 | 0 | 0 | 0 | 0 | 0
Fees
|  | Front-end Fee |  |  | USD |  | 0 | 0 | 0 | 0 | 0 | 0 | 0 | 0 | 0 | 0 | 0 | 0 | 0 | 0 | 0 | 0 | 0 | 0 | 0 | 0
|  | Commercial Loan with Public Guarantees |  |  | USD | 0: 0
|  | - Loan Amount |  |  | USD | 0: 0
|  | - Loan Tenor |  |  | years | bar: 0
|  | - Interest Rate |  |  | % | bar: 0
|  |  | Guarantee Coverage, as a % of Commercial Loan Value |  | % | bar: 0
|  |  | Term of Public Guarantee Coverage |  | years | bar: 0
Debt Service (interest + principal)
|  |  | Interest Payment |  | USD |  | 0 | 0 | 0 | 0 | 0 | 0 | 0 | 0 | 0 | 0 | 0 | 0 | 0 | 0 | 0 | 0 | 0 | 0 | 0 | 0
|  |  | Principal Payment |  | USD |  | 0 | 0 | 0 | 0 | 0 | 0 | 0 | 0 | 0 | 0 | 0 | 0 | 0 | 0 | 0 | 0 | 0 | 0 | 0 | 0
|  |  | Debt Service |  | USD |  | 0 | 0 | 0 | 0 | 0 | 0 | 0 | 0 | 0 | 0 | 0 | 0 | 0 | 0 | 0 | 0 | 0 | 0 | 0 | 0
Loan amortization schedule
|  |  | Beginning balance |  | USD | 0 | 0 | 0 | 0 | 0 | 0 | 0 | 0 | 0 | 0 | 0 | 0 | 0 | 0 | 0 | 0 | 0 | 0 | 0 | 0 | 0
|  |  | Drawdowns |  | USD | 0 | 0 | 0 | 0 | 0 | 0 | 0 | 0 | 0 | 0 | 0 | 0 | 0 | 0 | 0 | 0 | 0 | 0 | 0 | 0 | 0
|  |  | Loan repayment |  | USD | 0 | 0 | 0 | 0 | 0 | 0 | 0 | 0 | 0 | 0 | 0 | 0 | 0 | 0 | 0 | 0 | 0 | 0 | 0 | 0 | 0
|  |  | Ending balance |  | USD | 0 | 0 | 0 | 0 | 0 | 0 | 0 | 0 | 0 | 0 | 0 | 0 | 0 | 0 | 0 | 0 | 0 | 0 | 0 | 0 | 0
Fees
|  | Front-end fee, commercial loan with guarantees |  |  | USD |  | 0 | 0 | 0 | 0 | 0 | 0 | 0 | 0 | 0 | 0 | 0 | 0 | 0 | 0 | 0 | 0 | 0 | 0 | 0 | 0
|  | Front-end Fee, Public Guarantee |  |  | USD |  | 0 | 0 | 0 | 0 | 0 | 0 | 0 | 0 | 0 | 0 | 0 | 0 | 0 | 0 | 0 | 0 | 0 | 0 | 0 | 0
|  | Annual Public Guarantee Fee |  |  | USD |  | 0 | 0 | 0 | 0 | 0 | 0 | 0 | 0 | 0 | 0 | 0 | 0 | 0 | 0 | 0 | 0 | 0 | 0 | 0 | 0
|  | Commercial Loans without Public Guarantees |  |  | USD | 0: 0
|  | - Loan Amount |  |  | USD | 0: 0
|  | - Loan Tenor |  |  | years | bar: 0
|  | - Interest Rate |  |  | % | bar: 0
Commercial Loan Debt Service (interest + principal)
|  |  | Interest Payment |  | USD |  | 0 | 0 | 0 | 0 | 0 | 0 | 0 | 0 | 0 | 0 | 0 | 0 | 0 | 0 | 0 | 0 | 0 | 0 | 0 | 0
|  |  | Principal Payment |  | USD |  | 0 | 0 | 0 | 0 | 0 | 0 | 0 | 0 | 0 | 0 | 0 | 0 | 0 | 0 | 0 | 0 | 0 | 0 | 0 | 0
|  |  | Debt Service |  | USD |  | 0 | 0 | 0 | 0 | 0 | 0 | 0 | 0 | 0 | 0 | 0 | 0 | 0 | 0 | 0 | 0 | 0 | 0 | 0 | 0
Commercial loan amortization schedule
|  |  | Beginning balance |  | USD | 0 | 0 | 0 | 0 | 0 | 0 | 0 | 0 | 0 | 0 | 0 | 0 | 0 | 0 | 0 | 0 | 0 | 0 | 0 | 0 | 0
|  |  | Drawdowns |  | USD | 0 | 0 | 0 | 0 | 0 | 0 | 0 | 0 | 0 | 0 | 0 | 0 | 0 | 0 | 0 | 0 | 0 | 0 | 0 | 0 | 0
|  |  | Loan repayment |  | USD | 0 | 0 | 0 | 0 | 0 | 0 | 0 | 0 | 0 | 0 | 0 | 0 | 0 | 0 | 0 | 0 | 0 | 0 | 0 | 0 | 0
|  |  | Ending balance |  | USD | 0 | 0 | 0 | 0 | 0 | 0 | 0 | 0 | 0 | 0 | 0 | 0 | 0 | 0 | 0 | 0 | 0 | 0 | 0 | 0 | 0
Fees
|  | Front-end Fee |  |  | USD |  | 0 | 0 | 0 | 0 | 0 | 0 | 0 | 0 | 0 | 0 | 0 | 0 | 0 | 0 | 0 | 0 | 0 | 0 | 0 | 0
|  | Political Risk Insurance for Equity Investment |  |  | USD | 0: 0
|  | PRI Coverage, as a % of Total Equity Investment |  |  | % | bar: 0
|  | Term of Political Risk Insurance |  |  | years | 0: 0
Fees
|  | Front-end Fee |  |  | USD |  | 0 | 0 | 0 | 0 | 0 | 0 | 0 | 0 | 0 | 0 | 0 | 0 | 0 | 0 | 0 | 0 | 0 | 0 | 0 | 0
|  | Annual Political Risk Insurance Premium |  |  | USD |  | 0 | 0 | 0 | 0 | 0 | 0 | 0 | 0 | 0 | 0 | 0 | 0 | 0 | 0 | 0 | 0 | 0 | 0 | 0 | 0
DEPRECIATION
|  | No of Year |  |  |  | 0 | 1 | 2 | 3 | 4 | 5 | 6 | 7 | 8 | 9 | 10 | 11 | 12 | 13 | 14 | 15 | 16 | 17 | 18 | 19 | 20
Annual Depreciation - Initial Investment
|  | Generation Assets |  |  | Allocation | 0: Depreciable Base
Solar PV
|  |  | Depreciation, initial investment |  | 100% | 20000 | 1000 | 1000 | 1000 | 1000 | 1000 | 1000 | 1000 | 1000 | 1000 | 1000 | 1000 | 1000 | 1000 | 1000 | 1000 | 1000 | 1000 | 1000 | 1000 | 1000
Battery
|  |  | Depreciation, initial investment |  | 100% | 24000 | 4800 | 4800 | 4800 | 4800 | 4800 | 0 | 0 | 0 | 0 | 0 | 0 | 0 | 0 | 0 | 0 | 0 | 0 | 0 | 0 | 0
Inverter
|  |  | Depreciation, initial investment |  | 100% | 6000 | 857.1429 | 857.1429 | 857.1429 | 857.1429 | 857.1429 | 857.1429 | 857.1429 | 0 | 0 | 0 | 0 | 0 | 0 | 0 | 0 | 0 | 0 | 0 | 0 | 0
Diesel generator
|  |  | Depreciation, initial investment |  | 100% | 0 | 0 | 0 | 0 | 0 | 0 | 0 | 0 | 0 | 0 | 0 | 0 | 0 | 0 | 0 | 0 | 0 | 0 | 0 | 0 | 0
|  | Distribution Assets |  |  | Allocation | 0: Depreciable Base
Distribution Assets, excluding transformers
|  |  | Depreciation, initial investment |  | 100% | 25550 | 1277.5 | 1277.5 | 1277.5 | 1277.5 | 1277.5 | 1277.5 | 1277.5 | 1277.5 | 1277.5 | 1277.5 | 1277.5 | 1277.5 | 1277.5 | 1277.5 | 1277.5 | 1277.5 | 1277.5 | 1277.5 | 1277.5 | 1277.5
Transformers
|  |  | Depreciation, initial investment |  | 100% | 0 | 0 | 0 | 0 | 0 | 0 | 0 | 0 | 0 | 0 | 0 | 0 | 0 | 0 | 0 | 0 | 0 | 0 | 0 | 0 | 0
Maintenance Capital Expenditures (assumes investment made at the end of the year)
Generation Assets
|  |  | Battery Replacement |  | USD |  | 0 | 0 | 0 | 0 | 18570.7425 | 0 | 0 | 0 | 0 | 14369.6865 | 0 | 0 | 0 | 0 | 11118.9895 | 0 | 0 | 0 | 0 | 0
|  |  | Battery Incremental Depreciation |  | USD |  | 0 | 0 | 0 | 0 | 0 | 3714.1485 | 3714.1485 | 3714.1485 | 3714.1485 | 3714.1485 | 2873.9373 | 2873.9373 | 2873.9373 | 2873.9373 | 2873.9373 | 2223.7979 | 2223.7979 | 2223.7979 | 2223.7979 | 2223.7979
|  |  | Inverter Replacement |  | USD |  | 0 | 0 | 0 | 0 | 0 | 0 | 4508.6849 | 0 | 0 | 0 | 0 | 0 | 0 | 3388.0399 | 0 | 0 | 0 | 0 | 0 | 0
|  |  | Inverter Incremental Depreciation |  | USD |  | 0 | 0 | 0 | 0 | 0 | 0 | 0 | 644.0978 | 644.0978 | 644.0978 | 644.0978 | 644.0978 | 644.0978 | 644.0978 | 484.0057 | 484.0057 | 484.0057 | 484.0057 | 484.0057 | 484.0057
|  |  | Diesel Generator Replacement |  | USD |  | 0 | 0 | 0 | 0 | 0 | 0 | 0 | 0 | 0 | 0 | 0 | 0 | 0 | 0 | 0 | 0 | 0 | 0 | 0 | 0
|  |  | Diesel Generator Incremental Depreciation |  | USD |  | 0 | 0 | 0 | 0 | 0 | 0 | 0 | 0 | 0 | 0 | 0 | 0 | 0 | 0 | 0 | 0 | 0 | 0 | 0 | 0
Distribution Assets
|  |  | Transformer Replacement |  | USD |  | 0 | 0 | 0 | 0 | 0 | 0 | 0 | 0 | 0 | 0 | 0 | 0 | 0 | 0 | 0 | 0 | 0 | 0 | 0 | 0
|  |  | Transformer Incremental Depreciation |  | USD |  | 0 | 0 | 0 | 0 | 0 | 0 | 0 | 0 | 0 | 0 | 0 | 0 | 0 | 0 | 0 | 0 | 0 | 0 | 0 | 0

## IX. Irradiation Data
VERSION 1.1 (JUN 2020)
IX. IRRADIATION & TEMPERATURE DATA
This sheet is organised into [one] sections.
A. Irradiation & Temperature Data for 365 Days
A. IRRADIATION & TEMPERATURE DATA FOR 365 DAYS
|  | Country | [Country]
|  | Location | [Location]
|  | Source: | [Source]
|  | Year | Month | Day | Time | Hour ID | Global horizontal irradiation [Wh/m2/hour] | Temperature [Celcius]
|  | 1990 | 1 | 1 | 1 | 1 | 0 | 23.6
|  | 1990 | 1 | 1 | 2 | 2 | 0 | 22.4
|  | 1990 | 1 | 1 | 3 | 3 | 0 | 21.3
|  | 1990 | 1 | 1 | 4 | 4 | 0 | 20.4
|  | 1990 | 1 | 1 | 5 | 5 | 0 | 19.6
|  | 1990 | 1 | 1 | 6 | 6 | 0 | 18.9
|  | 1990 | 1 | 1 | 7 | 7 | 2 | 18.9
|  | 1990 | 1 | 1 | 8 | 8 | 69 | 21
|  | 1990 | 1 | 1 | 9 | 9 | 271 | 23.2
|  | 1990 | 1 | 1 | 10 | 10 | 490 | 25.3
|  | 1990 | 1 | 1 | 11 | 11 | 667 | 27.4
|  | 1990 | 1 | 1 | 12 | 12 | 776 | 29.4
|  | 1990 | 1 | 1 | 13 | 13 | 805 | 31.5
|  | 1990 | 1 | 1 | 14 | 14 | 750 | 31.7
|  | 1990 | 1 | 1 | 15 | 15 | 617 | 31.8
|  | 1990 | 1 | 1 | 16 | 16 | 422 | 32
|  | 1990 | 1 | 1 | 17 | 17 | 199 | 31.1
|  | 1990 | 1 | 1 | 18 | 18 | 28 | 30.2
|  | 1990 | 1 | 1 | 19 | 19 | 0 | 29.3
|  | 1990 | 1 | 1 | 20 | 20 | 0 | 28.5
|  | 1990 | 1 | 1 | 21 | 21 | 0 | 27.6
|  | 1990 | 1 | 1 | 22 | 22 | 0 | 26.8
|  | 1990 | 1 | 1 | 23 | 23 | 0 | 26.2
|  | 1990 | 1 | 1 | 24 | 24 | 0 | 25.6
|  | 1990 | 1 | 2 | 1 | 25 | 0 | 25
|  | 1990 | 1 | 2 | 2 | 26 | 0 | 24.3
|  | 1990 | 1 | 2 | 3 | 27 | 0 | 23.7
|  | 1990 | 1 | 2 | 4 | 28 | 0 | 23
|  | 1990 | 1 | 2 | 5 | 29 | 0 | 22.4
|  | 1990 | 1 | 2 | 6 | 30 | 0 | 21.7
|  | 1990 | 1 | 2 | 7 | 31 | 1 | 21.1
|  | 1990 | 1 | 2 | 8 | 32 | 48 | 22.8
|  | 1990 | 1 | 2 | 9 | 33 | 176 | 24.5
|  | 1990 | 1 | 2 | 10 | 34 | 292 | 26.2
|  | 1990 | 1 | 2 | 11 | 35 | 522 | 28.3
|  | 1990 | 1 | 2 | 12 | 36 | 698 | 30.5
|  | 1990 | 1 | 2 | 13 | 37 | 777 | 32.6
|  | 1990 | 1 | 2 | 14 | 38 | 725 | 32.6
|  | 1990 | 1 | 2 | 15 | 39 | 599 | 32.6
|  | 1990 | 1 | 2 | 16 | 40 | 413 | 32.6
|  | 1990 | 1 | 2 | 17 | 41 | 190 | 31.4
|  | 1990 | 1 | 2 | 18 | 42 | 26 | 30.3
|  | 1990 | 1 | 2 | 19 | 43 | 0 | 29.1
|  | 1990 | 1 | 2 | 20 | 44 | 0 | 28.9
|  | 1990 | 1 | 2 | 21 | 45 | 0 | 28.7
|  | 1990 | 1 | 2 | 22 | 46 | 0 | 28.5
|  | 1990 | 1 | 2 | 23 | 47 | 0 | 28.4
|  | 1990 | 1 | 2 | 24 | 48 | 0 | 28.2
|  | 1990 | 1 | 3 | 1 | 49 | 0 | 28
|  | 1990 | 1 | 3 | 2 | 50 | 0 | 27.6
|  | 1990 | 1 | 3 | 3 | 51 | 0 | 27.1
|  | 1990 | 1 | 3 | 4 | 52 | 0 | 26.7
|  | 1990 | 1 | 3 | 5 | 53 | 0 | 26.3
|  | 1990 | 1 | 3 | 6 | 54 | 0 | 25.8
|  | 1990 | 1 | 3 | 7 | 55 | 1 | 25.4
|  | 1990 | 1 | 3 | 8 | 56 | 50 | 26.6
|  | 1990 | 1 | 3 | 9 | 57 | 228 | 27.8
|  | 1990 | 1 | 3 | 10 | 58 | 451 | 29
|  | 1990 | 1 | 3 | 11 | 59 | 635 | 30.4
|  | 1990 | 1 | 3 | 12 | 60 | 756 | 31.7
|  | 1990 | 1 | 3 | 13 | 61 | 796 | 33.1
|  | 1990 | 1 | 3 | 14 | 62 | 740 | 33.1
|  | 1990 | 1 | 3 | 15 | 63 | 607 | 33
|  | 1990 | 1 | 3 | 16 | 64 | 415 | 33
|  | 1990 | 1 | 3 | 17 | 65 | 192 | 31.3
|  | 1990 | 1 | 3 | 18 | 66 | 27 | 29.5
|  | 1990 | 1 | 3 | 19 | 67 | 0 | 27.8
|  | 1990 | 1 | 3 | 20 | 68 | 0 | 26.5
|  | 1990 | 1 | 3 | 21 | 69 | 0 | 25.3
|  | 1990 | 1 | 3 | 22 | 70 | 0 | 27
|  | 1990 | 1 | 3 | 23 | 71 | 0 | 26.4
|  | 1990 | 1 | 3 | 24 | 72 | 0 | 25.9
|  | 1990 | 1 | 4 | 1 | 73 | 0 | 25.3
|  | 1990 | 1 | 4 | 2 | 74 | 0 | 25.3
|  | 1990 | 1 | 4 | 3 | 75 | 0 | 25.4
|  | 1990 | 1 | 4 | 4 | 76 | 0 | 25.4
|  | 1990 | 1 | 4 | 5 | 77 | 0 | 25
|  | 1990 | 1 | 4 | 6 | 78 | 0 | 24.6
|  | 1990 | 1 | 4 | 7 | 79 | 1 | 24.2
|  | 1990 | 1 | 4 | 8 | 80 | 57 | 25.8
|  | 1990 | 1 | 4 | 9 | 81 | 227 | 27.5
|  | 1990 | 1 | 4 | 10 | 82 | 414 | 29.1
|  | 1990 | 1 | 4 | 11 | 83 | 519 | 29.5
|  | 1990 | 1 | 4 | 12 | 84 | 540 | 30
|  | 1990 | 1 | 4 | 13 | 85 | 477 | 31.6
|  | 1990 | 1 | 4 | 14 | 86 | 486 | 31.7
|  | 1990 | 1 | 4 | 15 | 87 | 434 | 31.8
|  | 1990 | 1 | 4 | 16 | 88 | 319 | 31.9
|  | 1990 | 1 | 4 | 17 | 89 | 169 | 31.1
|  | 1990 | 1 | 4 | 18 | 90 | 27 | 30.4
|  | 1990 | 1 | 4 | 19 | 91 | 0 | 29.6
|  | 1990 | 1 | 4 | 20 | 92 | 0 | 29
|  | 1990 | 1 | 4 | 21 | 93 | 0 | 28.4
|  | 1990 | 1 | 4 | 22 | 94 | 0 | 27.8
|  | 1990 | 1 | 4 | 23 | 95 | 0 | 27.5
|  | 1990 | 1 | 4 | 24 | 96 | 0 | 27.2
|  | 1990 | 1 | 5 | 1 | 97 | 0 | 26.9
|  | 1990 | 1 | 5 | 2 | 98 | 0 | 26.5
|  | 1990 | 1 | 5 | 3 | 99 | 0 | 26.1
|  | 1990 | 1 | 5 | 4 | 100 | 0 | 25.7
|  | 1990 | 1 | 5 | 5 | 101 | 0 | 25.2
|  | 1990 | 1 | 5 | 6 | 102 | 0 | 24.6
|  | 1990 | 1 | 5 | 7 | 103 | 1 | 24.1
|  | 1990 | 1 | 5 | 8 | 104 | 56 | 25.8
|  | 1990 | 1 | 5 | 9 | 105 | 226 | 27.4
|  | 1990 | 1 | 5 | 10 | 106 | 413 | 29.1
|  | 1990 | 1 | 5 | 11 | 107 | 564 | 30.1
|  | 1990 | 1 | 5 | 12 | 108 | 656 | 31.2
|  | 1990 | 1 | 5 | 13 | 109 | 682 | 32.2
|  | 1990 | 1 | 5 | 14 | 110 | 615 | 32.5
|  | 1990 | 1 | 5 | 15 | 111 | 488 | 32.7
|  | 1990 | 1 | 5 | 16 | 112 | 321 | 33
|  | 1990 | 1 | 5 | 17 | 113 | 155 | 31.9
|  | 1990 | 1 | 5 | 18 | 114 | 24 | 30.9
|  | 1990 | 1 | 5 | 19 | 115 | 0 | 29.8
|  | 1990 | 1 | 5 | 20 | 116 | 0 | 29.3
|  | 1990 | 1 | 5 | 21 | 117 | 0 | 28.8
|  | 1990 | 1 | 5 | 22 | 118 | 0 | 28.3
|  | 1990 | 1 | 5 | 23 | 119 | 0 | 27.8
|  | 1990 | 1 | 5 | 24 | 120 | 0 | 27.3
|  | 1990 | 1 | 6 | 1 | 121 | 0 | 26.8
|  | 1990 | 1 | 6 | 2 | 122 | 0 | 26.2
|  | 1990 | 1 | 6 | 3 | 123 | 0 | 25.7
|  | 1990 | 1 | 6 | 4 | 124 | 0 | 25.1
|  | 1990 | 1 | 6 | 5 | 125 | 0 | 25.1
|  | 1990 | 1 | 6 | 6 | 126 | 0 | 25
|  | 1990 | 1 | 6 | 7 | 127 | 1 | 25
|  | 1990 | 1 | 6 | 8 | 128 | 46 | 26.2
|  | 1990 | 1 | 6 | 9 | 129 | 208 | 27.5
|  | 1990 | 1 | 6 | 10 | 130 | 413 | 28.7
|  | 1990 | 1 | 6 | 11 | 131 | 583 | 30.1
|  | 1990 | 1 | 6 | 12 | 132 | 698 | 31.6
|  | 1990 | 1 | 6 | 13 | 133 | 743 | 33
|  | 1990 | 1 | 6 | 14 | 134 | 681 | 33.1
|  | 1990 | 1 | 6 | 15 | 135 | 550 | 33.1
|  | 1990 | 1 | 6 | 16 | 136 | 370 | 33.2
|  | 1990 | 1 | 6 | 17 | 137 | 191 | 31.9
|  | 1990 | 1 | 6 | 18 | 138 | 31 | 30.5
|  | 1990 | 1 | 6 | 19 | 139 | 0 | 29.2
|  | 1990 | 1 | 6 | 20 | 140 | 0 | 28.5
|  | 1990 | 1 | 6 | 21 | 141 | 0 | 27.7
|  | 1990 | 1 | 6 | 22 | 142 | 0 | 27
|  | 1990 | 1 | 6 | 23 | 143 | 0 | 26.7
|  | 1990 | 1 | 6 | 24 | 144 | 0 | 26.5
|  | 1990 | 1 | 7 | 1 | 145 | 0 | 26.2
|  | 1990 | 1 | 7 | 2 | 146 | 0 | 25.9
|  | 1990 | 1 | 7 | 3 | 147 | 0 | 25.6
|  | 1990 | 1 | 7 | 4 | 148 | 0 | 25.3
|  | 1990 | 1 | 7 | 5 | 149 | 0 | 24.9
|  | 1990 | 1 | 7 | 6 | 150 | 0 | 24.4
|  | 1990 | 1 | 7 | 7 | 151 | 1 | 24
|  | 1990 | 1 | 7 | 8 | 152 | 55 | 26
|  | 1990 | 1 | 7 | 9 | 153 | 226 | 28
|  | 1990 | 1 | 7 | 10 | 154 | 413 | 30
|  | 1990 | 1 | 7 | 11 | 155 | 544 | 30.9
|  | 1990 | 1 | 7 | 12 | 156 | 607 | 31.9
|  | 1990 | 1 | 7 | 13 | 157 | 600 | 32.8
|  | 1990 | 1 | 7 | 14 | 158 | 492 | 32.9
|  | 1990 | 1 | 7 | 15 | 159 | 338 | 32.9
|  | 1990 | 1 | 7 | 16 | 160 | 176 | 33
|  | 1990 | 1 | 7 | 17 | 161 | 127 | 31.8
|  | 1990 | 1 | 7 | 18 | 162 | 25 | 30.6
|  | 1990 | 1 | 7 | 19 | 163 | 0 | 29.4
|  | 1990 | 1 | 7 | 20 | 164 | 0 | 28.6
|  | 1990 | 1 | 7 | 21 | 165 | 0 | 27.8
|  | 1990 | 1 | 7 | 22 | 166 | 0 | 27
|  | 1990 | 1 | 7 | 23 | 167 | 0 | 27
|  | 1990 | 1 | 7 | 24 | 168 | 0 | 27
|  | 1990 | 1 | 8 | 1 | 169 | 0 | 27
|  | 1990 | 1 | 8 | 2 | 170 | 0 | 26.7
|  | 1990 | 1 | 8 | 3 | 171 | 0 | 26.3
|  | 1990 | 1 | 8 | 4 | 172 | 0 | 26
|  | 1990 | 1 | 8 | 5 | 173 | 0 | 25.5
|  | 1990 | 1 | 8 | 6 | 174 | 0 | 24.9
|  | 1990 | 1 | 8 | 7 | 175 | 1 | 24.4
|  | 1990 | 1 | 8 | 8 | 176 | 62 | 26
|  | 1990 | 1 | 8 | 9 | 177 | 249 | 27.7
|  | 1990 | 1 | 8 | 10 | 178 | 448 | 29.3
|  | 1990 | 1 | 8 | 11 | 179 | 600 | 30.2
|  | 1990 | 1 | 8 | 12 | 180 | 681 | 31.1
|  | 1990 | 1 | 8 | 13 | 181 | 687 | 32
|  | 1990 | 1 | 8 | 14 | 182 | 685 | 32.7
|  | 1990 | 1 | 8 | 15 | 183 | 595 | 33.3
|  | 1990 | 1 | 8 | 16 | 184 | 428 | 34
|  | 1990 | 1 | 8 | 17 | 185 | 214 | 32.8
|  | 1990 | 1 | 8 | 18 | 186 | 35 | 31.5
|  | 1990 | 1 | 8 | 19 | 187 | 0 | 30.3
|  | 1990 | 1 | 8 | 20 | 188 | 0 | 29.2
|  | 1990 | 1 | 8 | 21 | 189 | 0 | 28.1
|  | 1990 | 1 | 8 | 22 | 190 | 0 | 27
|  | 1990 | 1 | 8 | 23 | 191 | 0 | 27.1
|  | 1990 | 1 | 8 | 24 | 192 | 0 | 27.2
|  | 1990 | 1 | 9 | 1 | 193 | 0 | 27.3
|  | 1990 | 1 | 9 | 2 | 194 | 0 | 26.5
|  | 1990 | 1 | 9 | 3 | 195 | 0 | 25.7
|  | 1990 | 1 | 9 | 4 | 196 | 0 | 24.9
|  | 1990 | 1 | 9 | 5 | 197 | 0 | 24.8
|  | 1990 | 1 | 9 | 6 | 198 | 0 | 24.7
|  | 1990 | 1 | 9 | 7 | 199 | 1 | 24.6
|  | 1990 | 1 | 9 | 8 | 200 | 54 | 26.3
|  | 1990 | 1 | 9 | 9 | 201 | 224 | 27.9
|  | 1990 | 1 | 9 | 10 | 202 | 412 | 29.6
|  | 1990 | 1 | 9 | 11 | 203 | 544 | 30
|  | 1990 | 1 | 9 | 12 | 204 | 608 | 31.5
|  | 1990 | 1 | 9 | 13 | 205 | 601 | 33.1
|  | 1990 | 1 | 9 | 14 | 206 | 595 | 33.7
|  | 1990 | 1 | 9 | 15 | 207 | 519 | 34.2
|  | 1990 | 1 | 9 | 16 | 208 | 377 | 34.8
|  | 1990 | 1 | 9 | 17 | 209 | 192 | 33.5
|  | 1990 | 1 | 9 | 18 | 210 | 33 | 32.1
|  | 1990 | 1 | 9 | 19 | 211 | 0 | 30.8
|  | 1990 | 1 | 9 | 20 | 212 | 0 | 29.8
|  | 1990 | 1 | 9 | 21 | 213 | 0 | 28.9
|  | 1990 | 1 | 9 | 22 | 214 | 0 | 27.9
|  | 1990 | 1 | 9 | 23 | 215 | 0 | 27.6
|  | 1990 | 1 | 9 | 24 | 216 | 0 | 27.4
|  | 1990 | 1 | 10 | 1 | 217 | 0 | 27.1
|  | 1990 | 1 | 10 | 2 | 218 | 0 | 26.8
|  | 1990 | 1 | 10 | 3 | 219 | 0 | 26.4
|  | 1990 | 1 | 10 | 4 | 220 | 0 | 26.1
|  | 1990 | 1 | 10 | 5 | 221 | 0 | 26.1
|  | 1990 | 1 | 10 | 6 | 222 | 0 | 26
|  | 1990 | 1 | 10 | 7 | 223 | 1 | 26
|  | 1990 | 1 | 10 | 8 | 224 | 39 | 27.3
|  | 1990 | 1 | 10 | 9 | 225 | 171 | 28.5
|  | 1990 | 1 | 10 | 10 | 226 | 328 | 29.8
|  | 1990 | 1 | 10 | 11 | 227 | 466 | 31.1
|  | 1990 | 1 | 10 | 12 | 228 | 562 | 32.3
|  | 1990 | 1 | 10 | 13 | 229 | 603 | 33.6
|  | 1990 | 1 | 10 | 14 | 230 | 598 | 34
|  | 1990 | 1 | 10 | 15 | 231 | 522 | 34.3
|  | 1990 | 1 | 10 | 16 | 232 | 380 | 34.7
|  | 1990 | 1 | 10 | 17 | 233 | 182 | 33.7
|  | 1990 | 1 | 10 | 18 | 234 | 29 | 32.7
|  | 1990 | 1 | 10 | 19 | 235 | 0 | 31.7
|  | 1990 | 1 | 10 | 20 | 236 | 0 | 30.7
|  | 1990 | 1 | 10 | 21 | 237 | 0 | 29.8
|  | 1990 | 1 | 10 | 22 | 238 | 0 | 28.8
|  | 1990 | 1 | 10 | 23 | 239 | 0 | 28.5
|  | 1990 | 1 | 10 | 24 | 240 | 0 | 28.1
|  | 1990 | 1 | 11 | 1 | 241 | 0 | 27.8
|  | 1990 | 1 | 11 | 2 | 242 | 0 | 26.4
|  | 1990 | 1 | 11 | 3 | 243 | 0 | 25
|  | 1990 | 1 | 11 | 4 | 244 | 0 | 25
|  | 1990 | 1 | 11 | 5 | 245 | 0 | 25
|  | 1990 | 1 | 11 | 6 | 246 | 0 | 25
|  | 1990 | 1 | 11 | 7 | 247 | 1 | 24
|  | 1990 | 1 | 11 | 8 | 248 | 62 | 25.7
|  | 1990 | 1 | 11 | 9 | 249 | 261 | 27.4
|  | 1990 | 1 | 11 | 10 | 250 | 485 | 29.1
|  | 1990 | 1 | 11 | 11 | 251 | 661 | 30.4
|  | 1990 | 1 | 11 | 12 | 252 | 767 | 31.7
|  | 1990 | 1 | 11 | 13 | 253 | 792 | 33
|  | 1990 | 1 | 11 | 14 | 254 | 735 | 33.3
|  | 1990 | 1 | 11 | 15 | 255 | 605 | 33.6
|  | 1990 | 1 | 11 | 16 | 256 | 417 | 33.9
|  | 1990 | 1 | 11 | 17 | 257 | 197 | 33.1
|  | 1990 | 1 | 11 | 18 | 258 | 32 | 32.2
|  | 1990 | 1 | 11 | 19 | 259 | 0 | 31.4
|  | 1990 | 1 | 11 | 20 | 260 | 0 | 30.4
|  | 1990 | 1 | 11 | 21 | 261 | 0 | 29.3
|  | 1990 | 1 | 11 | 22 | 262 | 0 | 28.3
|  | 1990 | 1 | 11 | 23 | 263 | 0 | 27.5
|  | 1990 | 1 | 11 | 24 | 264 | 0 | 26.6
|  | 1990 | 1 | 12 | 1 | 265 | 0 | 25.8
|  | 1990 | 1 | 12 | 2 | 266 | 0 | 25.1
|  | 1990 | 1 | 12 | 3 | 267 | 0 | 24.5
|  | 1990 | 1 | 12 | 4 | 268 | 0 | 23.8
|  | 1990 | 1 | 12 | 5 | 269 | 0 | 23.5
|  | 1990 | 1 | 12 | 6 | 270 | 0 | 23.1
|  | 1990 | 1 | 12 | 7 | 271 | 1 | 22.8
|  | 1990 | 1 | 12 | 8 | 272 | 61 | 24.4
|  | 1990 | 1 | 12 | 9 | 273 | 257 | 25.9
|  | 1990 | 1 | 12 | 10 | 274 | 474 | 27.5
|  | 1990 | 1 | 12 | 11 | 275 | 651 | 29.1
|  | 1990 | 1 | 12 | 12 | 276 | 761 | 30.8
|  | 1990 | 1 | 12 | 13 | 277 | 794 | 32.4
|  | 1990 | 1 | 12 | 14 | 278 | 726 | 32.6
|  | 1990 | 1 | 12 | 15 | 279 | 583 | 32.9
|  | 1990 | 1 | 12 | 16 | 280 | 386 | 33.1
|  | 1990 | 1 | 12 | 17 | 281 | 197 | 32.2
|  | 1990 | 1 | 12 | 18 | 282 | 35 | 31.3
|  | 1990 | 1 | 12 | 19 | 283 | 0 | 30.4
|  | 1990 | 1 | 12 | 20 | 284 | 0 | 29.4
|  | 1990 | 1 | 12 | 21 | 285 | 0 | 28.5
|  | 1990 | 1 | 12 | 22 | 286 | 0 | 27.6
|  | 1990 | 1 | 12 | 23 | 287 | 0 | 26.6
|  | 1990 | 1 | 12 | 24 | 288 | 0 | 25.7
|  | 1990 | 1 | 13 | 1 | 289 | 0 | 24.7
|  | 1990 | 1 | 13 | 2 | 290 | 0 | 23
|  | 1990 | 1 | 13 | 3 | 291 | 0 | 22.7
|  | 1990 | 1 | 13 | 4 | 292 | 0 | 22.4
|  | 1990 | 1 | 13 | 5 | 293 | 0 | 22.2
|  | 1990 | 1 | 13 | 6 | 294 | 0 | 22
|  | 1990 | 1 | 13 | 7 | 295 | 1 | 21.8
|  | 1990 | 1 | 13 | 8 | 296 | 58 | 23.5
|  | 1990 | 1 | 13 | 9 | 297 | 245 | 25.1
|  | 1990 | 1 | 13 | 10 | 298 | 453 | 26.8
|  | 1990 | 1 | 13 | 11 | 299 | 644 | 28.5
|  | 1990 | 1 | 13 | 12 | 300 | 772 | 30.3
|  | 1990 | 1 | 13 | 13 | 301 | 818 | 32
|  | 1990 | 1 | 13 | 14 | 302 | 770 | 32.2
|  | 1990 | 1 | 13 | 15 | 303 | 645 | 32.3
|  | 1990 | 1 | 13 | 16 | 304 | 455 | 32.5
|  | 1990 | 1 | 13 | 17 | 305 | 229 | 31.6
|  | 1990 | 1 | 13 | 18 | 306 | 41 | 30.7
|  | 1990 | 1 | 13 | 19 | 307 | 0 | 29.8
|  | 1990 | 1 | 13 | 20 | 308 | 0 | 28.8
|  | 1990 | 1 | 13 | 21 | 309 | 0 | 27.9
|  | 1990 | 1 | 13 | 22 | 310 | 0 | 26.9
|  | 1990 | 1 | 13 | 23 | 311 | 0 | 25.9
|  | 1990 | 1 | 13 | 24 | 312 | 0 | 25
|  | 1990 | 1 | 14 | 1 | 313 | 0 | 24
|  | 1990 | 1 | 14 | 2 | 314 | 0 | 23
|  | 1990 | 1 | 14 | 3 | 315 | 0 | 22
|  | 1990 | 1 | 14 | 4 | 316 | 0 | 21
|  | 1990 | 1 | 14 | 5 | 317 | 0 | 20.9
|  | 1990 | 1 | 14 | 6 | 318 | 0 | 20.7
|  | 1990 | 1 | 14 | 7 | 319 | 1 | 20.6
|  | 1990 | 1 | 14 | 8 | 320 | 61 | 22.7
|  | 1990 | 1 | 14 | 9 | 321 | 262 | 24.9
|  | 1990 | 1 | 14 | 10 | 322 | 488 | 27
|  | 1990 | 1 | 14 | 11 | 323 | 666 | 28.3
|  | 1990 | 1 | 14 | 12 | 324 | 773 | 29.7
|  | 1990 | 1 | 14 | 13 | 325 | 799 | 31
|  | 1990 | 1 | 14 | 14 | 326 | 754 | 31.5
|  | 1990 | 1 | 14 | 15 | 327 | 632 | 32
|  | 1990 | 1 | 14 | 16 | 328 | 447 | 32.5
|  | 1990 | 1 | 14 | 17 | 329 | 228 | 31.4
|  | 1990 | 1 | 14 | 18 | 330 | 42 | 30.3
|  | 1990 | 1 | 14 | 19 | 331 | 0 | 29.2
|  | 1990 | 1 | 14 | 20 | 332 | 0 | 28.2
|  | 1990 | 1 | 14 | 21 | 333 | 0 | 27.2
|  | 1990 | 1 | 14 | 22 | 334 | 0 | 26.2
|  | 1990 | 1 | 14 | 23 | 335 | 0 | 25.7
|  | 1990 | 1 | 14 | 24 | 336 | 0 | 25.3
|  | 1990 | 1 | 15 | 1 | 337 | 0 | 24.8
|  | 1990 | 1 | 15 | 2 | 338 | 0 | 23.9
|  | 1990 | 1 | 15 | 3 | 339 | 0 | 23.1
|  | 1990 | 1 | 15 | 4 | 340 | 0 | 22.2
|  | 1990 | 1 | 15 | 5 | 341 | 0 | 21.7
|  | 1990 | 1 | 15 | 6 | 342 | 0 | 21.3
|  | 1990 | 1 | 15 | 7 | 343 | 1 | 20.8
|  | 1990 | 1 | 15 | 8 | 344 | 59 | 23.2
|  | 1990 | 1 | 15 | 9 | 345 | 250 | 25.6
|  | 1990 | 1 | 15 | 10 | 346 | 454 | 28
|  | 1990 | 1 | 15 | 11 | 347 | 609 | 29.3
|  | 1990 | 1 | 15 | 12 | 348 | 694 | 30.7
|  | 1990 | 1 | 15 | 13 | 349 | 703 | 32
|  | 1990 | 1 | 15 | 14 | 350 | 663 | 32.2
|  | 1990 | 1 | 15 | 15 | 351 | 557 | 32.4
|  | 1990 | 1 | 15 | 16 | 352 | 395 | 32.6
|  | 1990 | 1 | 15 | 17 | 353 | 200 | 31.7
|  | 1990 | 1 | 15 | 18 | 354 | 37 | 30.9
|  | 1990 | 1 | 15 | 19 | 355 | 0 | 30
|  | 1990 | 1 | 15 | 20 | 356 | 0 | 29
|  | 1990 | 1 | 15 | 21 | 357 | 0 | 28
|  | 1990 | 1 | 15 | 22 | 358 | 0 | 27
|  | 1990 | 1 | 15 | 23 | 359 | 0 | 26.3
|  | 1990 | 1 | 15 | 24 | 360 | 0 | 25.7
|  | 1990 | 1 | 16 | 1 | 361 | 0 | 25
|  | 1990 | 1 | 16 | 2 | 362 | 0 | 24.2
|  | 1990 | 1 | 16 | 3 | 363 | 0 | 23.4
|  | 1990 | 1 | 16 | 4 | 364 | 0 | 22.6
|  | 1990 | 1 | 16 | 5 | 365 | 0 | 22.1
|  | 1990 | 1 | 16 | 6 | 366 | 0 | 21.7
|  | 1990 | 1 | 16 | 7 | 367 | 1 | 21.2
|  | 1990 | 1 | 16 | 8 | 368 | 59 | 23.3
|  | 1990 | 1 | 16 | 9 | 369 | 250 | 25.3
|  | 1990 | 1 | 16 | 10 | 370 | 454 | 27.4
|  | 1990 | 1 | 16 | 11 | 371 | 610 | 29.1
|  | 1990 | 1 | 16 | 12 | 372 | 696 | 30.8
|  | 1990 | 1 | 16 | 13 | 373 | 704 | 32.5
|  | 1990 | 1 | 16 | 14 | 374 | 665 | 32.9
|  | 1990 | 1 | 16 | 15 | 375 | 559 | 33.4
|  | 1990 | 1 | 16 | 16 | 376 | 396 | 33.8
|  | 1990 | 1 | 16 | 17 | 377 | 215 | 32.9
|  | 1990 | 1 | 16 | 18 | 378 | 43 | 31.9
|  | 1990 | 1 | 16 | 19 | 379 | 0 | 31
|  | 1990 | 1 | 16 | 20 | 380 | 0 | 30.1
|  | 1990 | 1 | 16 | 21 | 381 | 0 | 29.1
|  | 1990 | 1 | 16 | 22 | 382 | 0 | 28.2
|  | 1990 | 1 | 16 | 23 | 383 | 0 | 27.5
|  | 1990 | 1 | 16 | 24 | 384 | 0 | 26.9
|  | 1990 | 1 | 17 | 1 | 385 | 0 | 26.2
|  | 1990 | 1 | 17 | 2 | 386 | 0 | 25.6
|  | 1990 | 1 | 17 | 3 | 387 | 0 | 25
|  | 1990 | 1 | 17 | 4 | 388 | 0 | 24.4
|  | 1990 | 1 | 17 | 5 | 389 | 0 | 23.8
|  | 1990 | 1 | 17 | 6 | 390 | 0 | 23.2
|  | 1990 | 1 | 17 | 7 | 391 | 1 | 22.6
|  | 1990 | 1 | 17 | 8 | 392 | 56 | 24.3
|  | 1990 | 1 | 17 | 9 | 393 | 250 | 26
|  | 1990 | 1 | 17 | 10 | 394 | 477 | 27.7
|  | 1990 | 1 | 17 | 11 | 395 | 656 | 29.6
|  | 1990 | 1 | 17 | 12 | 396 | 768 | 31.6
|  | 1990 | 1 | 17 | 13 | 397 | 803 | 33.5
|  | 1990 | 1 | 17 | 14 | 398 | 724 | 33.7
|  | 1990 | 1 | 17 | 15 | 399 | 561 | 34
|  | 1990 | 1 | 17 | 16 | 400 | 348 | 34.2
|  | 1990 | 1 | 17 | 17 | 401 | 179 | 33.2
|  | 1990 | 1 | 17 | 18 | 402 | 35 | 32.2
|  | 1990 | 1 | 17 | 19 | 403 | 0 | 31.2
|  | 1990 | 1 | 17 | 20 | 404 | 0 | 30.5
|  | 1990 | 1 | 17 | 21 | 405 | 0 | 29.7
|  | 1990 | 1 | 17 | 22 | 406 | 0 | 29
|  | 1990 | 1 | 17 | 23 | 407 | 0 | 28.4
|  | 1990 | 1 | 17 | 24 | 408 | 0 | 27.8
|  | 1990 | 1 | 18 | 1 | 409 | 0 | 27.2
|  | 1990 | 1 | 18 | 2 | 410 | 0 | 26.7
|  | 1990 | 1 | 18 | 3 | 411 | 0 | 26.1
|  | 1990 | 1 | 18 | 4 | 412 | 0 | 25.6
|  | 1990 | 1 | 18 | 5 | 413 | 0 | 25.1
|  | 1990 | 1 | 18 | 6 | 414 | 0 | 24.5
|  | 1990 | 1 | 18 | 7 | 415 | 1 | 24
|  | 1990 | 1 | 18 | 8 | 416 | 55 | 25.5
|  | 1990 | 1 | 18 | 9 | 417 | 232 | 27
|  | 1990 | 1 | 18 | 10 | 418 | 418 | 28.5
|  | 1990 | 1 | 18 | 11 | 419 | 594 | 30.3
|  | 1990 | 1 | 18 | 12 | 420 | 716 | 32
|  | 1990 | 1 | 18 | 13 | 421 | 768 | 33.8
|  | 1990 | 1 | 18 | 14 | 422 | 752 | 34.2
|  | 1990 | 1 | 18 | 15 | 423 | 648 | 34.6
|  | 1990 | 1 | 18 | 16 | 424 | 469 | 35
|  | 1990 | 1 | 18 | 17 | 425 | 243 | 33.7
|  | 1990 | 1 | 18 | 18 | 426 | 48 | 32.3
|  | 1990 | 1 | 18 | 19 | 427 | 0 | 31
|  | 1990 | 1 | 18 | 20 | 428 | 0 | 30.3
|  | 1990 | 1 | 18 | 21 | 429 | 0 | 29.7
|  | 1990 | 1 | 18 | 22 | 430 | 0 | 29
|  | 1990 | 1 | 18 | 23 | 431 | 0 | 28.9
|  | 1990 | 1 | 18 | 24 | 432 | 0 | 28.9
|  | 1990 | 1 | 19 | 1 | 433 | 0 | 28.8
|  | 1990 | 1 | 19 | 2 | 434 | 0 | 27.9
|  | 1990 | 1 | 19 | 3 | 435 | 0 | 26.9
|  | 1990 | 1 | 19 | 4 | 436 | 0 | 26
|  | 1990 | 1 | 19 | 5 | 437 | 0 | 25.7
|  | 1990 | 1 | 19 | 6 | 438 | 0 | 25.3
|  | 1990 | 1 | 19 | 7 | 439 | 1 | 25
|  | 1990 | 1 | 19 | 8 | 440 | 59 | 26.5
|  | 1990 | 1 | 19 | 9 | 441 | 257 | 28
|  | 1990 | 1 | 19 | 10 | 442 | 478 | 29.5
|  | 1990 | 1 | 19 | 11 | 443 | 665 | 30.9
|  | 1990 | 1 | 19 | 12 | 444 | 787 | 32.3
|  | 1990 | 1 | 19 | 13 | 445 | 829 | 33.7
|  | 1990 | 1 | 19 | 14 | 446 | 766 | 34.1
|  | 1990 | 1 | 19 | 15 | 447 | 616 | 34.6
|  | 1990 | 1 | 19 | 16 | 448 | 405 | 35
|  | 1990 | 1 | 19 | 17 | 449 | 217 | 34.1
|  | 1990 | 1 | 19 | 18 | 450 | 45 | 33.1
|  | 1990 | 1 | 19 | 19 | 451 | 0 | 32.2
|  | 1990 | 1 | 19 | 20 | 452 | 0 | 31.4
|  | 1990 | 1 | 19 | 21 | 453 | 0 | 30.6
|  | 1990 | 1 | 19 | 22 | 454 | 0 | 29.8
|  | 1990 | 1 | 19 | 23 | 455 | 0 | 28.9
|  | 1990 | 1 | 19 | 24 | 456 | 0 | 28.1
|  | 1990 | 1 | 20 | 1 | 457 | 0 | 27.2
|  | 1990 | 1 | 20 | 2 | 458 | 0 | 26.5
|  | 1990 | 1 | 20 | 3 | 459 | 0 | 25.9
|  | 1990 | 1 | 20 | 4 | 460 | 0 | 25.2
|  | 1990 | 1 | 20 | 5 | 461 | 0 | 24.7
|  | 1990 | 1 | 20 | 6 | 462 | 0 | 24.1
|  | 1990 | 1 | 20 | 7 | 463 | 1 | 23.6
|  | 1990 | 1 | 20 | 8 | 464 | 55 | 24.9
|  | 1990 | 1 | 20 | 9 | 465 | 251 | 26.2
|  | 1990 | 1 | 20 | 10 | 466 | 481 | 27.5
|  | 1990 | 1 | 20 | 11 | 467 | 663 | 28.7
|  | 1990 | 1 | 20 | 12 | 468 | 779 | 30
|  | 1990 | 1 | 20 | 13 | 469 | 817 | 31.2
|  | 1990 | 1 | 20 | 14 | 470 | 764 | 31
|  | 1990 | 1 | 20 | 15 | 471 | 635 | 30.9
|  | 1990 | 1 | 20 | 16 | 472 | 446 | 30.7
|  | 1990 | 1 | 20 | 17 | 473 | 227 | 30.5
|  | 1990 | 1 | 20 | 18 | 474 | 45 | 30.4
|  | 1990 | 1 | 20 | 19 | 475 | 0 | 30.2
|  | 1990 | 1 | 20 | 20 | 476 | 0 | 29.3
|  | 1990 | 1 | 20 | 21 | 477 | 0 | 28.4
|  | 1990 | 1 | 20 | 22 | 478 | 0 | 27.5
|  | 1990 | 1 | 20 | 23 | 479 | 0 | 26.6
|  | 1990 | 1 | 20 | 24 | 480 | 0 | 25.7
|  | 1990 | 1 | 21 | 1 | 481 | 0 | 24.8
|  | 1990 | 1 | 21 | 2 | 482 | 0 | 24.3
|  | 1990 | 1 | 21 | 3 | 483 | 0 | 23.9
|  | 1990 | 1 | 21 | 4 | 484 | 0 | 23.4
|  | 1990 | 1 | 21 | 5 | 485 | 0 | 23.5
|  | 1990 | 1 | 21 | 6 | 486 | 0 | 23.6
|  | 1990 | 1 | 21 | 7 | 487 | 1 | 23.7
|  | 1990 | 1 | 21 | 8 | 488 | 50 | 23.8
|  | 1990 | 1 | 21 | 9 | 489 | 210 | 23.9
|  | 1990 | 1 | 21 | 10 | 490 | 371 | 24
|  | 1990 | 1 | 21 | 11 | 491 | 480 | 25.9
|  | 1990 | 1 | 21 | 12 | 492 | 523 | 27.9
|  | 1990 | 1 | 21 | 13 | 493 | 503 | 29.8
|  | 1990 | 1 | 21 | 14 | 494 | 520 | 30.5
|  | 1990 | 1 | 21 | 15 | 495 | 473 | 31.3
|  | 1990 | 1 | 21 | 16 | 496 | 360 | 32
|  | 1990 | 1 | 21 | 17 | 497 | 177 | 31.1
|  | 1990 | 1 | 21 | 18 | 498 | 34 | 30.1
|  | 1990 | 1 | 21 | 19 | 499 | 0 | 29.2
|  | 1990 | 1 | 21 | 20 | 500 | 0 | 28.1
|  | 1990 | 1 | 21 | 21 | 501 | 0 | 26.9
|  | 1990 | 1 | 21 | 22 | 502 | 0 | 25.8
|  | 1990 | 1 | 21 | 23 | 503 | 0 | 25.2
|  | 1990 | 1 | 21 | 24 | 504 | 0 | 24.7
|  | 1990 | 1 | 22 | 1 | 505 | 0 | 24.1
|  | 1990 | 1 | 22 | 2 | 506 | 0 | 23.6
|  | 1990 | 1 | 22 | 3 | 507 | 0 | 23.2
|  | 1990 | 1 | 22 | 4 | 508 | 0 | 22.7
|  | 1990 | 1 | 22 | 5 | 509 | 0 | 22.1
|  | 1990 | 1 | 22 | 6 | 510 | 0 | 21.5
|  | 1990 | 1 | 22 | 7 | 511 | 1 | 20.9
|  | 1990 | 1 | 22 | 8 | 512 | 33 | 21.3
|  | 1990 | 1 | 22 | 9 | 513 | 127 | 21.7
|  | 1990 | 1 | 22 | 10 | 514 | 202 | 22.1
|  | 1990 | 1 | 22 | 11 | 515 | 392 | 23
|  | 1990 | 1 | 22 | 12 | 516 | 568 | 23.9
|  | 1990 | 1 | 22 | 13 | 517 | 683 | 24.8
|  | 1990 | 1 | 22 | 14 | 518 | 710 | 25.7
|  | 1990 | 1 | 22 | 15 | 519 | 638 | 26.6
|  | 1990 | 1 | 22 | 16 | 520 | 476 | 27.5
|  | 1990 | 1 | 22 | 17 | 521 | 243 | 26.3
|  | 1990 | 1 | 22 | 18 | 522 | 49 | 25.2
|  | 1990 | 1 | 22 | 19 | 523 | 0 | 24
|  | 1990 | 1 | 22 | 20 | 524 | 0 | 22.9
|  | 1990 | 1 | 22 | 21 | 525 | 0 | 21.8
|  | 1990 | 1 | 22 | 22 | 526 | 0 | 20.7
|  | 1990 | 1 | 22 | 23 | 527 | 0 | 20
|  | 1990 | 1 | 22 | 24 | 528 | 0 | 19.4
|  | 1990 | 1 | 23 | 1 | 529 | 0 | 18.7
|  | 1990 | 1 | 23 | 2 | 530 | 0 | 18.3
|  | 1990 | 1 | 23 | 3 | 531 | 0 | 18
|  | 1990 | 1 | 23 | 4 | 532 | 0 | 17.6
|  | 1990 | 1 | 23 | 5 | 533 | 0 | 17.2
|  | 1990 | 1 | 23 | 6 | 534 | 0 | 16.9
|  | 1990 | 1 | 23 | 7 | 535 | 1 | 16.5
|  | 1990 | 1 | 23 | 8 | 536 | 60 | 18.3
|  | 1990 | 1 | 23 | 9 | 537 | 263 | 20
|  | 1990 | 1 | 23 | 10 | 538 | 489 | 21.8
|  | 1990 | 1 | 23 | 11 | 539 | 674 | 23.5
|  | 1990 | 1 | 23 | 12 | 540 | 791 | 25.1
|  | 1990 | 1 | 23 | 13 | 541 | 830 | 26.8
|  | 1990 | 1 | 23 | 14 | 542 | 796 | 27.2
|  | 1990 | 1 | 23 | 15 | 543 | 679 | 27.5
|  | 1990 | 1 | 23 | 16 | 544 | 492 | 27.9
|  | 1990 | 1 | 23 | 17 | 545 | 259 | 26.9
|  | 1990 | 1 | 23 | 18 | 546 | 55 | 26
|  | 1990 | 1 | 23 | 19 | 547 | 1 | 25
|  | 1990 | 1 | 23 | 20 | 548 | 0 | 23.6
|  | 1990 | 1 | 23 | 21 | 549 | 0 | 22.1
|  | 1990 | 1 | 23 | 22 | 550 | 0 | 20.7
|  | 1990 | 1 | 23 | 23 | 551 | 0 | 19.9
|  | 1990 | 1 | 23 | 24 | 552 | 0 | 19
|  | 1990 | 1 | 24 | 1 | 553 | 0 | 18.2
|  | 1990 | 1 | 24 | 2 | 554 | 0 | 17.9
|  | 1990 | 1 | 24 | 3 | 555 | 0 | 17.6
|  | 1990 | 1 | 24 | 4 | 556 | 0 | 17.3
|  | 1990 | 1 | 24 | 5 | 557 | 0 | 17
|  | 1990 | 1 | 24 | 6 | 558 | 0 | 16.6
|  | 1990 | 1 | 24 | 7 | 559 | 1 | 16.3
|  | 1990 | 1 | 24 | 8 | 560 | 58 | 18.2
|  | 1990 | 1 | 24 | 9 | 561 | 251 | 20.1
|  | 1990 | 1 | 24 | 10 | 562 | 468 | 22
|  | 1990 | 1 | 24 | 11 | 563 | 630 | 23.7
|  | 1990 | 1 | 24 | 12 | 564 | 719 | 25.5
|  | 1990 | 1 | 24 | 13 | 565 | 731 | 27.2
|  | 1990 | 1 | 24 | 14 | 566 | 668 | 27.6
|  | 1990 | 1 | 24 | 15 | 567 | 541 | 28.1
|  | 1990 | 1 | 24 | 16 | 568 | 370 | 28.5
|  | 1990 | 1 | 24 | 17 | 569 | 184 | 27.1
|  | 1990 | 1 | 24 | 18 | 570 | 37 | 25.6
|  | 1990 | 1 | 24 | 19 | 571 | 0 | 24.2
|  | 1990 | 1 | 24 | 20 | 572 | 0 | 22.8
|  | 1990 | 1 | 24 | 21 | 573 | 0 | 21.3
|  | 1990 | 1 | 24 | 22 | 574 | 0 | 19.9
|  | 1990 | 1 | 24 | 23 | 575 | 0 | 19.4
|  | 1990 | 1 | 24 | 24 | 576 | 0 | 18.9
|  | 1990 | 1 | 25 | 1 | 577 | 0 | 18.4
|  | 1990 | 1 | 25 | 2 | 578 | 0 | 17.9
|  | 1990 | 1 | 25 | 3 | 579 | 0 | 17.5
|  | 1990 | 1 | 25 | 4 | 580 | 0 | 17
|  | 1990 | 1 | 25 | 5 | 581 | 0 | 16.3
|  | 1990 | 1 | 25 | 6 | 582 | 0 | 15.7
|  | 1990 | 1 | 25 | 7 | 583 | 1 | 15
|  | 1990 | 1 | 25 | 8 | 584 | 51 | 16.7
|  | 1990 | 1 | 25 | 9 | 585 | 240 | 18.4
|  | 1990 | 1 | 25 | 10 | 586 | 470 | 20.1
|  | 1990 | 1 | 25 | 11 | 587 | 647 | 22.3
|  | 1990 | 1 | 25 | 12 | 588 | 760 | 24.6
|  | 1990 | 1 | 25 | 13 | 589 | 797 | 26.8
|  | 1990 | 1 | 25 | 14 | 590 | 758 | 26.5
|  | 1990 | 1 | 25 | 15 | 591 | 643 | 26.2
|  | 1990 | 1 | 25 | 16 | 592 | 465 | 25.9
|  | 1990 | 1 | 25 | 17 | 593 | 247 | 25.6
|  | 1990 | 1 | 25 | 18 | 594 | 54 | 25.3
|  | 1990 | 1 | 25 | 19 | 595 | 1 | 25
|  | 1990 | 1 | 25 | 20 | 596 | 0 | 23.7
|  | 1990 | 1 | 25 | 21 | 597 | 0 | 22.3
|  | 1990 | 1 | 25 | 22 | 598 | 0 | 21
|  | 1990 | 1 | 25 | 23 | 599 | 0 | 20.4
|  | 1990 | 1 | 25 | 24 | 600 | 0 | 19.7
|  | 1990 | 1 | 26 | 1 | 601 | 0 | 19.1
|  | 1990 | 1 | 26 | 2 | 602 | 0 | 18.7
|  | 1990 | 1 | 26 | 3 | 603 | 0 | 18.3
|  | 1990 | 1 | 26 | 4 | 604 | 0 | 17.9
|  | 1990 | 1 | 26 | 5 | 605 | 0 | 17
|  | 1990 | 1 | 26 | 6 | 606 | 0 | 16.2
|  | 1990 | 1 | 26 | 7 | 607 | 1 | 15.3
|  | 1990 | 1 | 26 | 8 | 608 | 51 | 17.6
|  | 1990 | 1 | 26 | 9 | 609 | 240 | 19.9
|  | 1990 | 1 | 26 | 10 | 610 | 470 | 22.2
|  | 1990 | 1 | 26 | 11 | 611 | 660 | 24.4
|  | 1990 | 1 | 26 | 12 | 612 | 787 | 26.6
|  | 1990 | 1 | 26 | 13 | 613 | 836 | 28.8
|  | 1990 | 1 | 26 | 14 | 614 | 785 | 29.3
|  | 1990 | 1 | 26 | 15 | 615 | 656 | 29.8
|  | 1990 | 1 | 26 | 16 | 616 | 465 | 30.3
|  | 1990 | 1 | 26 | 17 | 617 | 243 | 29
|  | 1990 | 1 | 26 | 18 | 618 | 53 | 27.8
|  | 1990 | 1 | 26 | 19 | 619 | 1 | 26.5
|  | 1990 | 1 | 26 | 20 | 620 | 0 | 25.7
|  | 1990 | 1 | 26 | 21 | 621 | 0 | 24.8
|  | 1990 | 1 | 26 | 22 | 622 | 0 | 24
|  | 1990 | 1 | 26 | 23 | 623 | 0 | 23.1
|  | 1990 | 1 | 26 | 24 | 624 | 0 | 22.3
|  | 1990 | 1 | 27 | 1 | 625 | 0 | 21.4
|  | 1990 | 1 | 27 | 2 | 626 | 0 | 20.6
|  | 1990 | 1 | 27 | 3 | 627 | 0 | 19.8
|  | 1990 | 1 | 27 | 4 | 628 | 0 | 19
|  | 1990 | 1 | 27 | 5 | 629 | 0 | 18.5
|  | 1990 | 1 | 27 | 6 | 630 | 0 | 17.9
|  | 1990 | 1 | 27 | 7 | 631 | 1 | 17.4
|  | 1990 | 1 | 27 | 8 | 632 | 62 | 19.2
|  | 1990 | 1 | 27 | 9 | 633 | 271 | 21
|  | 1990 | 1 | 27 | 10 | 634 | 507 | 22.8
|  | 1990 | 1 | 27 | 11 | 635 | 697 | 24.9
|  | 1990 | 1 | 27 | 12 | 636 | 819 | 27
|  | 1990 | 1 | 27 | 13 | 637 | 859 | 29.1
|  | 1990 | 1 | 27 | 14 | 638 | 817 | 29.5
|  | 1990 | 1 | 27 | 15 | 639 | 695 | 29.8
|  | 1990 | 1 | 27 | 16 | 640 | 504 | 30.2
|  | 1990 | 1 | 27 | 17 | 641 | 268 | 29.1
|  | 1990 | 1 | 27 | 18 | 642 | 60 | 28.1
|  | 1990 | 1 | 27 | 19 | 643 | 1 | 27
|  | 1990 | 1 | 27 | 20 | 644 | 0 | 26.3
|  | 1990 | 1 | 27 | 21 | 645 | 0 | 25.7
|  | 1990 | 1 | 27 | 22 | 646 | 0 | 25
|  | 1990 | 1 | 27 | 23 | 647 | 0 | 24.3
|  | 1990 | 1 | 27 | 24 | 648 | 0 | 23.5
|  | 1990 | 1 | 28 | 1 | 649 | 0 | 22.8
|  | 1990 | 1 | 28 | 2 | 650 | 0 | 21.9
|  | 1990 | 1 | 28 | 3 | 651 | 0 | 20.9
|  | 1990 | 1 | 28 | 4 | 652 | 0 | 20
|  | 1990 | 1 | 28 | 5 | 653 | 0 | 19.5
|  | 1990 | 1 | 28 | 6 | 654 | 0 | 19.1
|  | 1990 | 1 | 28 | 7 | 655 | 1 | 18.6
|  | 1990 | 1 | 28 | 8 | 656 | 57 | 20.8
|  | 1990 | 1 | 28 | 9 | 657 | 241 | 23.1
|  | 1990 | 1 | 28 | 10 | 658 | 434 | 25.3
|  | 1990 | 1 | 28 | 11 | 659 | 597 | 27.4
|  | 1990 | 1 | 28 | 12 | 660 | 701 | 29.6
|  | 1990 | 1 | 28 | 13 | 661 | 736 | 31.7
|  | 1990 | 1 | 28 | 14 | 662 | 700 | 31.7
|  | 1990 | 1 | 28 | 15 | 663 | 596 | 31.7
|  | 1990 | 1 | 28 | 16 | 664 | 432 | 31.7
|  | 1990 | 1 | 28 | 17 | 665 | 233 | 30.6
|  | 1990 | 1 | 28 | 18 | 666 | 54 | 29.4
|  | 1990 | 1 | 28 | 19 | 667 | 1 | 28.3
|  | 1990 | 1 | 28 | 20 | 668 | 0 | 27.2
|  | 1990 | 1 | 28 | 21 | 669 | 0 | 26.1
|  | 1990 | 1 | 28 | 22 | 670 | 0 | 25
|  | 1990 | 1 | 28 | 23 | 671 | 0 | 24.3
|  | 1990 | 1 | 28 | 24 | 672 | 0 | 23.7
|  | 1990 | 1 | 29 | 1 | 673 | 0 | 23
|  | 1990 | 1 | 29 | 2 | 674 | 0 | 22.3
|  | 1990 | 1 | 29 | 3 | 675 | 0 | 21.7
|  | 1990 | 1 | 29 | 4 | 676 | 0 | 21
|  | 1990 | 1 | 29 | 5 | 677 | 0 | 20.6
|  | 1990 | 1 | 29 | 6 | 678 | 0 | 20.3
|  | 1990 | 1 | 29 | 7 | 679 | 1 | 19.9
|  | 1990 | 1 | 29 | 8 | 680 | 57 | 21.9
|  | 1990 | 1 | 29 | 9 | 681 | 241 | 23.8
|  | 1990 | 1 | 29 | 10 | 682 | 433 | 25.8
|  | 1990 | 1 | 29 | 11 | 683 | 575 | 27.8
|  | 1990 | 1 | 29 | 12 | 684 | 646 | 29.7
|  | 1990 | 1 | 29 | 13 | 685 | 644 | 31.7
|  | 1990 | 1 | 29 | 14 | 686 | 646 | 32.1
|  | 1990 | 1 | 29 | 15 | 687 | 575 | 32.6
|  | 1990 | 1 | 29 | 16 | 688 | 434 | 33
|  | 1990 | 1 | 29 | 17 | 689 | 226 | 32
|  | 1990 | 1 | 29 | 18 | 690 | 51 | 31
|  | 1990 | 1 | 29 | 19 | 691 | 1 | 28.6
|  | 1990 | 1 | 29 | 20 | 692 | 0 | 28
|  | 1990 | 1 | 29 | 21 | 693 | 0 | 27.4
|  | 1990 | 1 | 29 | 22 | 694 | 0 | 26.8
|  | 1990 | 1 | 29 | 23 | 695 | 0 | 26.5
|  | 1990 | 1 | 29 | 24 | 696 | 0 | 26.1
|  | 1990 | 1 | 30 | 1 | 697 | 0 | 25.8
|  | 1990 | 1 | 30 | 2 | 698 | 0 | 24.9
|  | 1990 | 1 | 30 | 3 | 699 | 0 | 23.9
|  | 1990 | 1 | 30 | 4 | 700 | 0 | 23
|  | 1990 | 1 | 30 | 5 | 701 | 0 | 23.2
|  | 1990 | 1 | 30 | 6 | 702 | 0 | 23.3
|  | 1990 | 1 | 30 | 7 | 703 | 0 | 23.5
|  | 1990 | 1 | 30 | 8 | 704 | 30 | 24.5
|  | 1990 | 1 | 30 | 9 | 705 | 147 | 25.4
|  | 1990 | 1 | 30 | 10 | 706 | 303 | 26.4
|  | 1990 | 1 | 30 | 11 | 707 | 575 | 28.6
|  | 1990 | 1 | 30 | 12 | 708 | 779 | 30.8
|  | 1990 | 1 | 30 | 13 | 709 | 865 | 33
|  | 1990 | 1 | 30 | 14 | 710 | 793 | 32.6
|  | 1990 | 1 | 30 | 15 | 711 | 619 | 32.3
|  | 1990 | 1 | 30 | 16 | 712 | 381 | 31.9
|  | 1990 | 1 | 30 | 17 | 713 | 218 | 30.7
|  | 1990 | 1 | 30 | 18 | 714 | 54 | 29.4
|  | 1990 | 1 | 30 | 19 | 715 | 1 | 28.2
|  | 1990 | 1 | 30 | 20 | 716 | 0 | 27.6
|  | 1990 | 1 | 30 | 21 | 717 | 0 | 26.9
|  | 1990 | 1 | 30 | 22 | 718 | 0 | 26.3
|  | 1990 | 1 | 30 | 23 | 719 | 0 | 26.2
|  | 1990 | 1 | 30 | 24 | 720 | 0 | 26.2
|  | 1990 | 1 | 31 | 1 | 721 | 0 | 26.1
|  | 1990 | 1 | 31 | 2 | 722 | 0 | 25.6
|  | 1990 | 1 | 31 | 3 | 723 | 0 | 25.1
|  | 1990 | 1 | 31 | 4 | 724 | 0 | 24.6
|  | 1990 | 1 | 31 | 5 | 725 | 0 | 23.9
|  | 1990 | 1 | 31 | 6 | 726 | 0 | 23.3
|  | 1990 | 1 | 31 | 7 | 727 | 1 | 22.6
|  | 1990 | 1 | 31 | 8 | 728 | 59 | 24.2
|  | 1990 | 1 | 31 | 9 | 729 | 268 | 25.9
|  | 1990 | 1 | 31 | 10 | 730 | 510 | 27.5
|  | 1990 | 1 | 31 | 11 | 731 | 685 | 29.2
|  | 1990 | 1 | 31 | 12 | 732 | 767 | 30.9
|  | 1990 | 1 | 31 | 13 | 733 | 743 | 32.6
|  | 1990 | 1 | 31 | 14 | 734 | 752 | 32.8
|  | 1990 | 1 | 31 | 15 | 735 | 670 | 33
|  | 1990 | 1 | 31 | 16 | 736 | 503 | 33.2
|  | 1990 | 1 | 31 | 17 | 737 | 270 | 31.8
|  | 1990 | 1 | 31 | 18 | 738 | 64 | 30.4
|  | 1990 | 1 | 31 | 19 | 739 | 1 | 28.9
|  | 1990 | 1 | 31 | 20 | 740 | 0 | 28.3
|  | 1990 | 1 | 31 | 21 | 741 | 0 | 27.7
|  | 1990 | 1 | 31 | 22 | 742 | 0 | 27.2
|  | 1990 | 1 | 31 | 23 | 743 | 0 | 26.7
|  | 1990 | 1 | 31 | 24 | 744 | 0 | 26.2
|  | 1991 | 2 | 1 | 1 | 745 | 0 | 25.6
|  | 1991 | 2 | 1 | 2 | 746 | 0 | 25
|  | 1991 | 2 | 1 | 3 | 747 | 0 | 24.4
|  | 1991 | 2 | 1 | 4 | 748 | 0 | 23.8
|  | 1991 | 2 | 1 | 5 | 749 | 0 | 23.3
|  | 1991 | 2 | 1 | 6 | 750 | 0 | 22.9
|  | 1991 | 2 | 1 | 7 | 751 | 1 | 23
|  | 1991 | 2 | 1 | 8 | 752 | 60 | 24.7
|  | 1991 | 2 | 1 | 9 | 753 | 255 | 26.4
|  | 1991 | 2 | 1 | 10 | 754 | 468 | 28.1
|  | 1991 | 2 | 1 | 11 | 755 | 617 | 29.5
|  | 1991 | 2 | 1 | 12 | 756 | 678 | 30.9
|  | 1991 | 2 | 1 | 13 | 757 | 648 | 32.3
|  | 1991 | 2 | 1 | 14 | 758 | 707 | 32.2
|  | 1991 | 2 | 1 | 15 | 759 | 654 | 32.1
|  | 1991 | 2 | 1 | 16 | 760 | 499 | 32
|  | 1991 | 2 | 1 | 17 | 761 | 269 | 30.7
|  | 1991 | 2 | 1 | 18 | 762 | 64 | 29.3
|  | 1991 | 2 | 1 | 19 | 763 | 1 | 28
|  | 1991 | 2 | 1 | 20 | 764 | 0 | 27.5
|  | 1991 | 2 | 1 | 21 | 765 | 0 | 27
|  | 1991 | 2 | 1 | 22 | 766 | 0 | 26.5
|  | 1991 | 2 | 1 | 23 | 767 | 0 | 26.3
|  | 1991 | 2 | 1 | 24 | 768 | 0 | 26.2
|  | 1991 | 2 | 2 | 1 | 769 | 0 | 26
|  | 1991 | 2 | 2 | 2 | 770 | 0 | 25.7
|  | 1991 | 2 | 2 | 3 | 771 | 0 | 25.4
|  | 1991 | 2 | 2 | 4 | 772 | 0 | 25.1
|  | 1991 | 2 | 2 | 5 | 773 | 0 | 24.6
|  | 1991 | 2 | 2 | 6 | 774 | 0 | 24
|  | 1991 | 2 | 2 | 7 | 775 | 1 | 23.5
|  | 1991 | 2 | 2 | 8 | 776 | 53 | 25
|  | 1991 | 2 | 2 | 9 | 777 | 231 | 26.5
|  | 1991 | 2 | 2 | 10 | 778 | 433 | 28
|  | 1991 | 2 | 2 | 11 | 779 | 577 | 29.1
|  | 1991 | 2 | 2 | 12 | 780 | 651 | 30.3
|  | 1991 | 2 | 2 | 13 | 781 | 652 | 31.4
|  | 1991 | 2 | 2 | 14 | 782 | 684 | 31.7
|  | 1991 | 2 | 2 | 15 | 783 | 625 | 32
|  | 1991 | 2 | 2 | 16 | 784 | 479 | 32.3
|  | 1991 | 2 | 2 | 17 | 785 | 259 | 31
|  | 1991 | 2 | 2 | 18 | 786 | 63 | 29.8
|  | 1991 | 2 | 2 | 19 | 787 | 1 | 28.5
|  | 1991 | 2 | 2 | 20 | 788 | 0 | 27.9
|  | 1991 | 2 | 2 | 21 | 789 | 0 | 27.4
|  | 1991 | 2 | 2 | 22 | 790 | 0 | 26.8
|  | 1991 | 2 | 2 | 23 | 791 | 0 | 26.5
|  | 1991 | 2 | 2 | 24 | 792 | 0 | 26.3
|  | 1991 | 2 | 3 | 1 | 793 | 0 | 26
|  | 1991 | 2 | 3 | 2 | 794 | 0 | 25.4
|  | 1991 | 2 | 3 | 3 | 795 | 0 | 24.9
|  | 1991 | 2 | 3 | 4 | 796 | 0 | 24.3
|  | 1991 | 2 | 3 | 5 | 797 | 0 | 24
|  | 1991 | 2 | 3 | 6 | 798 | 0 | 23.7
|  | 1991 | 2 | 3 | 7 | 799 | 1 | 23.4
|  | 1991 | 2 | 3 | 8 | 800 | 50 | 25
|  | 1991 | 2 | 3 | 9 | 801 | 191 | 26.6
|  | 1991 | 2 | 3 | 10 | 802 | 304 | 28.2
|  | 1991 | 2 | 3 | 11 | 803 | 494 | 29.4
|  | 1991 | 2 | 3 | 12 | 804 | 652 | 30.6
|  | 1991 | 2 | 3 | 13 | 805 | 747 | 31.8
|  | 1991 | 2 | 3 | 14 | 806 | 735 | 32.1
|  | 1991 | 2 | 3 | 15 | 807 | 645 | 32.3
|  | 1991 | 2 | 3 | 16 | 808 | 481 | 32.6
|  | 1991 | 2 | 3 | 17 | 809 | 267 | 31.8
|  | 1991 | 2 | 3 | 18 | 810 | 66 | 31.1
|  | 1991 | 2 | 3 | 19 | 811 | 2 | 30.3
|  | 1991 | 2 | 3 | 20 | 812 | 0 | 29.1
|  | 1991 | 2 | 3 | 21 | 813 | 0 | 27.8
|  | 1991 | 2 | 3 | 22 | 814 | 0 | 26.6
|  | 1991 | 2 | 3 | 23 | 815 | 0 | 26.4
|  | 1991 | 2 | 3 | 24 | 816 | 0 | 26.3
|  | 1991 | 2 | 4 | 1 | 817 | 0 | 26.1
|  | 1991 | 2 | 4 | 2 | 818 | 0 | 25.4
|  | 1991 | 2 | 4 | 3 | 819 | 0 | 24.7
|  | 1991 | 2 | 4 | 4 | 820 | 0 | 24
|  | 1991 | 2 | 4 | 5 | 821 | 0 | 23.6
|  | 1991 | 2 | 4 | 6 | 822 | 0 | 23.2
|  | 1991 | 2 | 4 | 7 | 823 | 1 | 22.8
|  | 1991 | 2 | 4 | 8 | 824 | 62 | 24.7
|  | 1991 | 2 | 4 | 9 | 825 | 267 | 26.7
|  | 1991 | 2 | 4 | 10 | 826 | 498 | 28.6
|  | 1991 | 2 | 4 | 11 | 827 | 696 | 30.1
|  | 1991 | 2 | 4 | 12 | 828 | 829 | 31.5
|  | 1991 | 2 | 4 | 13 | 829 | 880 | 33
|  | 1991 | 2 | 4 | 14 | 830 | 839 | 33
|  | 1991 | 2 | 4 | 15 | 831 | 716 | 33
|  | 1991 | 2 | 4 | 16 | 832 | 522 | 33
|  | 1991 | 2 | 4 | 17 | 833 | 283 | 32.1
|  | 1991 | 2 | 4 | 18 | 834 | 69 | 31.3
|  | 1991 | 2 | 4 | 19 | 835 | 2 | 30.4
|  | 1991 | 2 | 4 | 20 | 836 | 0 | 29.7
|  | 1991 | 2 | 4 | 21 | 837 | 0 | 28.9
|  | 1991 | 2 | 4 | 22 | 838 | 0 | 28.2
|  | 1991 | 2 | 4 | 23 | 839 | 0 | 27.5
|  | 1991 | 2 | 4 | 24 | 840 | 0 | 26.7
|  | 1991 | 2 | 5 | 1 | 841 | 0 | 26
|  | 1991 | 2 | 5 | 2 | 842 | 0 | 25.8
|  | 1991 | 2 | 5 | 3 | 843 | 0 | 25.6
|  | 1991 | 2 | 5 | 4 | 844 | 0 | 25.4
|  | 1991 | 2 | 5 | 5 | 845 | 0 | 24.8
|  | 1991 | 2 | 5 | 6 | 846 | 0 | 24.2
|  | 1991 | 2 | 5 | 7 | 847 | 0 | 23.6
|  | 1991 | 2 | 5 | 8 | 848 | 35 | 25.2
|  | 1991 | 2 | 5 | 9 | 849 | 179 | 26.9
|  | 1991 | 2 | 5 | 10 | 850 | 382 | 28.5
|  | 1991 | 2 | 5 | 11 | 851 | 528 | 29.9
|  | 1991 | 2 | 5 | 12 | 852 | 623 | 31.2
|  | 1991 | 2 | 5 | 13 | 853 | 658 | 32.6
|  | 1991 | 2 | 5 | 14 | 854 | 590 | 32.2
|  | 1991 | 2 | 5 | 15 | 855 | 469 | 31.8
|  | 1991 | 2 | 5 | 16 | 856 | 315 | 31.4
|  | 1991 | 2 | 5 | 17 | 857 | 188 | 31
|  | 1991 | 2 | 5 | 18 | 858 | 50 | 30.6
|  | 1991 | 2 | 5 | 19 | 859 | 1 | 30.2
|  | 1991 | 2 | 5 | 20 | 860 | 0 | 29.2
|  | 1991 | 2 | 5 | 21 | 861 | 0 | 28.3
|  | 1991 | 2 | 5 | 22 | 862 | 0 | 27.3
|  | 1991 | 2 | 5 | 23 | 863 | 0 | 27
|  | 1991 | 2 | 5 | 24 | 864 | 0 | 26.6
|  | 1991 | 2 | 6 | 1 | 865 | 0 | 26.3
|  | 1991 | 2 | 6 | 2 | 866 | 0 | 25.9
|  | 1991 | 2 | 6 | 3 | 867 | 0 | 25.6
|  | 1991 | 2 | 6 | 4 | 868 | 0 | 25.2
|  | 1991 | 2 | 6 | 5 | 869 | 0 | 24.8
|  | 1991 | 2 | 6 | 6 | 870 | 0 | 24.4
|  | 1991 | 2 | 6 | 7 | 871 | 1 | 24
|  | 1991 | 2 | 6 | 8 | 872 | 57 | 25
|  | 1991 | 2 | 6 | 9 | 873 | 228 | 26
|  | 1991 | 2 | 6 | 10 | 874 | 384 | 28.2
|  | 1991 | 2 | 6 | 11 | 875 | 499 | 29.7
|  | 1991 | 2 | 6 | 12 | 876 | 547 | 31.3
|  | 1991 | 2 | 6 | 13 | 877 | 529 | 32.8
|  | 1991 | 2 | 6 | 14 | 878 | 552 | 32.7
|  | 1991 | 2 | 6 | 15 | 879 | 508 | 32.5
|  | 1991 | 2 | 6 | 16 | 880 | 396 | 32.4
|  | 1991 | 2 | 6 | 17 | 881 | 249 | 31.5
|  | 1991 | 2 | 6 | 18 | 882 | 68 | 30.7
|  | 1991 | 2 | 6 | 19 | 883 | 2 | 29.8
|  | 1991 | 2 | 6 | 20 | 884 | 0 | 29
|  | 1991 | 2 | 6 | 21 | 885 | 0 | 28.2
|  | 1991 | 2 | 6 | 22 | 886 | 0 | 27.4
|  | 1991 | 2 | 6 | 23 | 887 | 0 | 27.3
|  | 1991 | 2 | 6 | 24 | 888 | 0 | 27.1
|  | 1991 | 2 | 7 | 1 | 889 | 0 | 27
|  | 1991 | 2 | 7 | 2 | 890 | 0 | 26.6
|  | 1991 | 2 | 7 | 3 | 891 | 0 | 26.2
|  | 1991 | 2 | 7 | 4 | 892 | 0 | 25.8
|  | 1991 | 2 | 7 | 5 | 893 | 0 | 25.2
|  | 1991 | 2 | 7 | 6 | 894 | 0 | 24.6
|  | 1991 | 2 | 7 | 7 | 895 | 1 | 24
|  | 1991 | 2 | 7 | 8 | 896 | 49 | 25.8
|  | 1991 | 2 | 7 | 9 | 897 | 208 | 27.7
|  | 1991 | 2 | 7 | 10 | 898 | 386 | 29.5
|  | 1991 | 2 | 7 | 11 | 899 | 533 | 30.5
|  | 1991 | 2 | 7 | 12 | 900 | 628 | 31.5
|  | 1991 | 2 | 7 | 13 | 901 | 663 | 32.5
|  | 1991 | 2 | 7 | 14 | 902 | 697 | 32.5
|  | 1991 | 2 | 7 | 15 | 903 | 639 | 32.5
|  | 1991 | 2 | 7 | 16 | 904 | 493 | 32.5
|  | 1991 | 2 | 7 | 17 | 905 | 277 | 31.7
|  | 1991 | 2 | 7 | 18 | 906 | 72 | 30.8
|  | 1991 | 2 | 7 | 19 | 907 | 2 | 30
|  | 1991 | 2 | 7 | 20 | 908 | 0 | 29.2
|  | 1991 | 2 | 7 | 21 | 909 | 0 | 28.5
|  | 1991 | 2 | 7 | 22 | 910 | 0 | 27.7
|  | 1991 | 2 | 7 | 23 | 911 | 0 | 27.6
|  | 1991 | 2 | 7 | 24 | 912 | 0 | 27.5
|  | 1991 | 2 | 8 | 1 | 913 | 0 | 27.4
|  | 1991 | 2 | 8 | 2 | 914 | 0 | 27
|  | 1991 | 2 | 8 | 3 | 915 | 0 | 26.7
|  | 1991 | 2 | 8 | 4 | 916 | 0 | 26.3
|  | 1991 | 2 | 8 | 5 | 917 | 0 | 25.9
|  | 1991 | 2 | 8 | 6 | 918 | 0 | 25.5
|  | 1991 | 2 | 8 | 7 | 919 | 1 | 25.1
|  | 1991 | 2 | 8 | 8 | 920 | 61 | 26.3
|  | 1991 | 2 | 8 | 9 | 921 | 248 | 27.6
|  | 1991 | 2 | 8 | 10 | 922 | 445 | 28.9
|  | 1991 | 2 | 8 | 11 | 923 | 591 | 30.1
|  | 1991 | 2 | 8 | 12 | 924 | 665 | 31.3
|  | 1991 | 2 | 8 | 13 | 925 | 665 | 32.6
|  | 1991 | 2 | 8 | 14 | 926 | 727 | 32.9
|  | 1991 | 2 | 8 | 15 | 927 | 676 | 33.1
|  | 1991 | 2 | 8 | 16 | 928 | 520 | 33.4
|  | 1991 | 2 | 8 | 17 | 929 | 287 | 32.3
|  | 1991 | 2 | 8 | 18 | 930 | 74 | 31.1
|  | 1991 | 2 | 8 | 19 | 931 | 2 | 30
|  | 1991 | 2 | 8 | 20 | 932 | 0 | 29.2
|  | 1991 | 2 | 8 | 21 | 933 | 0 | 28.3
|  | 1991 | 2 | 8 | 22 | 934 | 0 | 27.5
|  | 1991 | 2 | 8 | 23 | 935 | 0 | 27.2
|  | 1991 | 2 | 8 | 24 | 936 | 0 | 27
|  | 1991 | 2 | 9 | 1 | 937 | 0 | 26.9
|  | 1991 | 2 | 9 | 2 | 938 | 0 | 26.7
|  | 1991 | 2 | 9 | 3 | 939 | 0 | 26.4
|  | 1991 | 2 | 9 | 4 | 940 | 0 | 26.2
|  | 1991 | 2 | 9 | 5 | 941 | 0 | 25.7
|  | 1991 | 2 | 9 | 6 | 942 | 0 | 25.1
|  | 1991 | 2 | 9 | 7 | 943 | 1 | 24.6
|  | 1991 | 2 | 9 | 8 | 944 | 51 | 26.1
|  | 1991 | 2 | 9 | 9 | 945 | 211 | 27.5
|  | 1991 | 2 | 9 | 10 | 946 | 390 | 29
|  | 1991 | 2 | 9 | 11 | 947 | 538 | 30.3
|  | 1991 | 2 | 9 | 12 | 948 | 634 | 31.6
|  | 1991 | 2 | 9 | 13 | 949 | 668 | 32.9
|  | 1991 | 2 | 9 | 14 | 950 | 703 | 33.1
|  | 1991 | 2 | 9 | 15 | 951 | 646 | 33.3
|  | 1991 | 2 | 9 | 16 | 952 | 499 | 33.5
|  | 1991 | 2 | 9 | 17 | 953 | 282 | 32.1
|  | 1991 | 2 | 9 | 18 | 954 | 74 | 30.8
|  | 1991 | 2 | 9 | 19 | 955 | 2 | 29.4
|  | 1991 | 2 | 9 | 20 | 956 | 0 | 28.7
|  | 1991 | 2 | 9 | 21 | 957 | 0 | 28.1
|  | 1991 | 2 | 9 | 22 | 958 | 0 | 27.4
|  | 1991 | 2 | 9 | 23 | 959 | 0 | 27.1
|  | 1991 | 2 | 9 | 24 | 960 | 0 | 26.7
|  | 1991 | 2 | 10 | 1 | 961 | 0 | 26.4
|  | 1991 | 2 | 10 | 2 | 962 | 0 | 26.1
|  | 1991 | 2 | 10 | 3 | 963 | 0 | 25.9
|  | 1991 | 2 | 10 | 4 | 964 | 0 | 25.6
|  | 1991 | 2 | 10 | 5 | 965 | 0 | 25.2
|  | 1991 | 2 | 10 | 6 | 966 | 0 | 24.9
|  | 1991 | 2 | 10 | 7 | 967 | 1 | 24.5
|  | 1991 | 2 | 10 | 8 | 968 | 62 | 26.3
|  | 1991 | 2 | 10 | 9 | 969 | 251 | 28.2
|  | 1991 | 2 | 10 | 10 | 970 | 449 | 30
|  | 1991 | 2 | 10 | 11 | 971 | 596 | 30.7
|  | 1991 | 2 | 10 | 12 | 972 | 670 | 31.3
|  | 1991 | 2 | 10 | 13 | 973 | 671 | 32
|  | 1991 | 2 | 10 | 14 | 974 | 707 | 32.5
|  | 1991 | 2 | 10 | 15 | 975 | 650 | 33.1
|  | 1991 | 2 | 10 | 16 | 976 | 503 | 33.6
|  | 1991 | 2 | 10 | 17 | 977 | 284 | 32.2
|  | 1991 | 2 | 10 | 18 | 978 | 76 | 30.7
|  | 1991 | 2 | 10 | 19 | 979 | 2 | 29.3
|  | 1991 | 2 | 10 | 20 | 980 | 0 | 28.7
|  | 1991 | 2 | 10 | 21 | 981 | 0 | 28
|  | 1991 | 2 | 10 | 22 | 982 | 0 | 27.4
|  | 1991 | 2 | 10 | 23 | 983 | 0 | 27.2
|  | 1991 | 2 | 10 | 24 | 984 | 0 | 27.1
|  | 1991 | 2 | 11 | 1 | 985 | 0 | 26.9
|  | 1991 | 2 | 11 | 2 | 986 | 0 | 26.2
|  | 1991 | 2 | 11 | 3 | 987 | 0 | 25.4
|  | 1991 | 2 | 11 | 4 | 988 | 0 | 24.7
|  | 1991 | 2 | 11 | 5 | 989 | 0 | 24.4
|  | 1991 | 2 | 11 | 6 | 990 | 0 | 24.1
|  | 1991 | 2 | 11 | 7 | 991 | 1 | 23.8
|  | 1991 | 2 | 11 | 8 | 992 | 60 | 26
|  | 1991 | 2 | 11 | 9 | 993 | 267 | 28.1
|  | 1991 | 2 | 11 | 10 | 994 | 516 | 30.3
|  | 1991 | 2 | 11 | 11 | 995 | 700 | 31.2
|  | 1991 | 2 | 11 | 12 | 996 | 811 | 32
|  | 1991 | 2 | 11 | 13 | 997 | 839 | 32.9
|  | 1991 | 2 | 11 | 14 | 998 | 817 | 32.8
|  | 1991 | 2 | 11 | 15 | 999 | 711 | 32.6
|  | 1991 | 2 | 11 | 16 | 1000 | 530 | 32.5
|  | 1991 | 2 | 11 | 17 | 1001 | 295 | 31.2
|  | 1991 | 2 | 11 | 18 | 1002 | 78 | 30
|  | 1991 | 2 | 11 | 19 | 1003 | 2 | 28.7
|  | 1991 | 2 | 11 | 20 | 1004 | 0 | 28.3
|  | 1991 | 2 | 11 | 21 | 1005 | 0 | 27.9
|  | 1991 | 2 | 11 | 22 | 1006 | 0 | 27.5
|  | 1991 | 2 | 11 | 23 | 1007 | 0 | 27.3
|  | 1991 | 2 | 11 | 24 | 1008 | 0 | 27.2
|  | 1991 | 2 | 12 | 1 | 1009 | 0 | 27
|  | 1991 | 2 | 12 | 2 | 1010 | 0 | 26.8
|  | 1991 | 2 | 12 | 3 | 1011 | 0 | 26.5
|  | 1991 | 2 | 12 | 4 | 1012 | 0 | 26.3
|  | 1991 | 2 | 12 | 5 | 1013 | 0 | 25.7
|  | 1991 | 2 | 12 | 6 | 1014 | 0 | 25.1
|  | 1991 | 2 | 12 | 7 | 1015 | 1 | 24.5
|  | 1991 | 2 | 12 | 8 | 1016 | 64 | 26.1
|  | 1991 | 2 | 12 | 9 | 1017 | 275 | 27.8
|  | 1991 | 2 | 12 | 10 | 1018 | 521 | 29.4
|  | 1991 | 2 | 12 | 11 | 1019 | 716 | 31
|  | 1991 | 2 | 12 | 12 | 1020 | 842 | 32.6
|  | 1991 | 2 | 12 | 13 | 1021 | 887 | 34.2
|  | 1991 | 2 | 12 | 14 | 1022 | 835 | 34
|  | 1991 | 2 | 12 | 15 | 1023 | 703 | 33.8
|  | 1991 | 2 | 12 | 16 | 1024 | 508 | 33.6
|  | 1991 | 2 | 12 | 17 | 1025 | 289 | 31.9
|  | 1991 | 2 | 12 | 18 | 1026 | 78 | 30.2
|  | 1991 | 2 | 12 | 19 | 1027 | 2 | 28.5
|  | 1991 | 2 | 12 | 20 | 1028 | 0 | 28.2
|  | 1991 | 2 | 12 | 21 | 1029 | 0 | 28
|  | 1991 | 2 | 12 | 22 | 1030 | 0 | 27.7
|  | 1991 | 2 | 12 | 23 | 1031 | 0 | 27.5
|  | 1991 | 2 | 12 | 24 | 1032 | 0 | 27.4
|  | 1991 | 2 | 13 | 1 | 1033 | 0 | 27.2
|  | 1991 | 2 | 13 | 2 | 1034 | 0 | 26.6
|  | 1991 | 2 | 13 | 3 | 1035 | 0 | 25.9
|  | 1991 | 2 | 13 | 4 | 1036 | 0 | 25.3
|  | 1991 | 2 | 13 | 5 | 1037 | 0 | 24.9
|  | 1991 | 2 | 13 | 6 | 1038 | 0 | 24.4
|  | 1991 | 2 | 13 | 7 | 1039 | 2 | 24
|  | 1991 | 2 | 13 | 8 | 1040 | 67 | 25
|  | 1991 | 2 | 13 | 9 | 1041 | 270 | 26.1
|  | 1991 | 2 | 13 | 10 | 1042 | 496 | 27.1
|  | 1991 | 2 | 13 | 11 | 1043 | 680 | 28.9
|  | 1991 | 2 | 13 | 12 | 1044 | 799 | 30.7
|  | 1991 | 2 | 13 | 13 | 1045 | 842 | 32.5
|  | 1991 | 2 | 13 | 14 | 1046 | 820 | 33
|  | 1991 | 2 | 13 | 15 | 1047 | 715 | 32.7
|  | 1991 | 2 | 13 | 16 | 1048 | 534 | 32.5
|  | 1991 | 2 | 13 | 17 | 1049 | 299 | 31.3
|  | 1991 | 2 | 13 | 18 | 1050 | 80 | 30.2
|  | 1991 | 2 | 13 | 19 | 1051 | 3 | 29
|  | 1991 | 2 | 13 | 20 | 1052 | 0 | 28.5
|  | 1991 | 2 | 13 | 21 | 1053 | 0 | 28.1
|  | 1991 | 2 | 13 | 22 | 1054 | 0 | 27.6
|  | 1991 | 2 | 13 | 23 | 1055 | 0 | 27.4
|  | 1991 | 2 | 13 | 24 | 1056 | 0 | 27.3
|  | 1991 | 2 | 14 | 1 | 1057 | 0 | 27.1
|  | 1991 | 2 | 14 | 2 | 1058 | 0 | 26.8
|  | 1991 | 2 | 14 | 3 | 1059 | 0 | 26.6
|  | 1991 | 2 | 14 | 4 | 1060 | 0 | 26.3
|  | 1991 | 2 | 14 | 5 | 1061 | 0 | 26.3
|  | 1991 | 2 | 14 | 6 | 1062 | 0 | 26.3
|  | 1991 | 2 | 14 | 7 | 1063 | 2 | 26.3
|  | 1991 | 2 | 14 | 8 | 1064 | 64 | 27.5
|  | 1991 | 2 | 14 | 9 | 1065 | 241 | 28.8
|  | 1991 | 2 | 14 | 10 | 1066 | 400 | 30
|  | 1991 | 2 | 14 | 11 | 1067 | 549 | 30.5
|  | 1991 | 2 | 14 | 12 | 1068 | 644 | 31.1
|  | 1991 | 2 | 14 | 13 | 1069 | 678 | 31.6
|  | 1991 | 2 | 14 | 14 | 1070 | 715 | 31.9
|  | 1991 | 2 | 14 | 15 | 1071 | 658 | 32.2
|  | 1991 | 2 | 14 | 16 | 1072 | 512 | 32.5
|  | 1991 | 2 | 14 | 17 | 1073 | 293 | 31.6
|  | 1991 | 2 | 14 | 18 | 1074 | 81 | 30.6
|  | 1991 | 2 | 14 | 19 | 1075 | 3 | 29.7
|  | 1991 | 2 | 14 | 20 | 1076 | 0 | 29.2
|  | 1991 | 2 | 14 | 21 | 1077 | 0 | 28.7
|  | 1991 | 2 | 14 | 22 | 1078 | 0 | 28.2
|  | 1991 | 2 | 14 | 23 | 1079 | 0 | 27.9
|  | 1991 | 2 | 14 | 24 | 1080 | 0 | 27.5
|  | 1991 | 2 | 15 | 1 | 1081 | 0 | 27.2
|  | 1991 | 2 | 15 | 2 | 1082 | 0 | 27
|  | 1991 | 2 | 15 | 3 | 1083 | 0 | 26.9
|  | 1991 | 2 | 15 | 4 | 1084 | 0 | 26.7
|  | 1991 | 2 | 15 | 5 | 1085 | 0 | 26.5
|  | 1991 | 2 | 15 | 6 | 1086 | 0 | 26.2
|  | 1991 | 2 | 15 | 7 | 1087 | 2 | 26
|  | 1991 | 2 | 15 | 8 | 1088 | 72 | 27.6
|  | 1991 | 2 | 15 | 9 | 1089 | 289 | 29.1
|  | 1991 | 2 | 15 | 10 | 1090 | 527 | 30.7
|  | 1991 | 2 | 15 | 11 | 1091 | 722 | 31.7
|  | 1991 | 2 | 15 | 12 | 1092 | 847 | 32.6
|  | 1991 | 2 | 15 | 13 | 1093 | 893 | 33.6
|  | 1991 | 2 | 15 | 14 | 1094 | 829 | 33.2
|  | 1991 | 2 | 15 | 15 | 1095 | 683 | 32.9
|  | 1991 | 2 | 15 | 16 | 1096 | 476 | 32.5
|  | 1991 | 2 | 15 | 17 | 1097 | 284 | 31.6
|  | 1991 | 2 | 15 | 18 | 1098 | 81 | 30.7
|  | 1991 | 2 | 15 | 19 | 1099 | 3 | 29.8
|  | 1991 | 2 | 15 | 20 | 1100 | 0 | 29.3
|  | 1991 | 2 | 15 | 21 | 1101 | 0 | 28.9
|  | 1991 | 2 | 15 | 22 | 1102 | 0 | 28.4
|  | 1991 | 2 | 15 | 23 | 1103 | 0 | 27.9
|  | 1991 | 2 | 15 | 24 | 1104 | 0 | 27.5
|  | 1991 | 2 | 16 | 1 | 1105 | 0 | 27
|  | 1991 | 2 | 16 | 2 | 1106 | 0 | 26.8
|  | 1991 | 2 | 16 | 3 | 1107 | 0 | 26.7
|  | 1991 | 2 | 16 | 4 | 1108 | 0 | 26.5
|  | 1991 | 2 | 16 | 5 | 1109 | 0 | 26.2
|  | 1991 | 2 | 16 | 6 | 1110 | 0 | 25.9
|  | 1991 | 2 | 16 | 7 | 1111 | 1 | 25.6
|  | 1991 | 2 | 16 | 8 | 1112 | 60 | 26.7
|  | 1991 | 2 | 16 | 9 | 1113 | 247 | 27.8
|  | 1991 | 2 | 16 | 10 | 1114 | 467 | 28.9
|  | 1991 | 2 | 16 | 11 | 1115 | 694 | 30.6
|  | 1991 | 2 | 16 | 12 | 1116 | 855 | 32.4
|  | 1991 | 2 | 16 | 13 | 1117 | 923 | 34.1
|  | 1991 | 2 | 16 | 14 | 1118 | 883 | 34.4
|  | 1991 | 2 | 16 | 15 | 1119 | 760 | 34.7
|  | 1991 | 2 | 16 | 16 | 1120 | 563 | 35
|  | 1991 | 2 | 16 | 17 | 1121 | 315 | 33.3
|  | 1991 | 2 | 16 | 18 | 1122 | 86 | 31.7
|  | 1991 | 2 | 16 | 19 | 1123 | 3 | 30
|  | 1991 | 2 | 16 | 20 | 1124 | 0 | 29.3
|  | 1991 | 2 | 16 | 21 | 1125 | 0 | 28.6
|  | 1991 | 2 | 16 | 22 | 1126 | 0 | 27.9
|  | 1991 | 2 | 16 | 23 | 1127 | 0 | 27
|  | 1991 | 2 | 16 | 24 | 1128 | 0 | 26.2
|  | 1991 | 2 | 17 | 1 | 1129 | 0 | 25.3
|  | 1991 | 2 | 17 | 2 | 1130 | 0 | 24.4
|  | 1991 | 2 | 17 | 3 | 1131 | 0 | 23.5
|  | 1991 | 2 | 17 | 4 | 1132 | 0 | 22.6
|  | 1991 | 2 | 17 | 5 | 1133 | 0 | 22.1
|  | 1991 | 2 | 17 | 6 | 1134 | 0 | 21.6
|  | 1991 | 2 | 17 | 7 | 1135 | 2 | 21.1
|  | 1991 | 2 | 17 | 8 | 1136 | 77 | 22.6
|  | 1991 | 2 | 17 | 9 | 1137 | 303 | 24.2
|  | 1991 | 2 | 17 | 10 | 1138 | 549 | 25.7
|  | 1991 | 2 | 17 | 11 | 1139 | 751 | 27.1
|  | 1991 | 2 | 17 | 12 | 1140 | 882 | 28.6
|  | 1991 | 2 | 17 | 13 | 1141 | 930 | 30
|  | 1991 | 2 | 17 | 14 | 1142 | 889 | 31.3
|  | 1991 | 2 | 17 | 15 | 1143 | 764 | 32.5
|  | 1991 | 2 | 17 | 16 | 1144 | 566 | 33.8
|  | 1991 | 2 | 17 | 17 | 1145 | 318 | 32.1
|  | 1991 | 2 | 17 | 18 | 1146 | 87 | 30.4
|  | 1991 | 2 | 17 | 19 | 1147 | 3 | 28.7
|  | 1991 | 2 | 17 | 20 | 1148 | 0 | 28.1
|  | 1991 | 2 | 17 | 21 | 1149 | 0 | 27.4
|  | 1991 | 2 | 17 | 22 | 1150 | 0 | 26.8
|  | 1991 | 2 | 17 | 23 | 1151 | 0 | 26.3
|  | 1991 | 2 | 17 | 24 | 1152 | 0 | 25.8
|  | 1991 | 2 | 18 | 1 | 1153 | 0 | 25.3
|  | 1991 | 2 | 18 | 2 | 1154 | 0 | 24.1
|  | 1991 | 2 | 18 | 3 | 1155 | 0 | 22.8
|  | 1991 | 2 | 18 | 4 | 1156 | 0 | 21.6
|  | 1991 | 2 | 18 | 5 | 1157 | 0 | 21.3
|  | 1991 | 2 | 18 | 6 | 1158 | 0 | 21
|  | 1991 | 2 | 18 | 7 | 1159 | 2 | 20.7
|  | 1991 | 2 | 18 | 8 | 1160 | 77 | 22.9
|  | 1991 | 2 | 18 | 9 | 1161 | 297 | 25.2
|  | 1991 | 2 | 18 | 10 | 1162 | 536 | 27.4
|  | 1991 | 2 | 18 | 11 | 1163 | 732 | 28.9
|  | 1991 | 2 | 18 | 12 | 1164 | 859 | 30.3
|  | 1991 | 2 | 18 | 13 | 1165 | 906 | 31.8
|  | 1991 | 2 | 18 | 14 | 1166 | 866 | 31.5
|  | 1991 | 2 | 18 | 15 | 1167 | 744 | 31.3
|  | 1991 | 2 | 18 | 16 | 1168 | 551 | 31
|  | 1991 | 2 | 18 | 17 | 1169 | 320 | 30.1
|  | 1991 | 2 | 18 | 18 | 1170 | 90 | 29.1
|  | 1991 | 2 | 18 | 19 | 1171 | 3 | 28.2
|  | 1991 | 2 | 18 | 20 | 1172 | 0 | 27.8
|  | 1991 | 2 | 18 | 21 | 1173 | 0 | 27.4
|  | 1991 | 2 | 18 | 22 | 1174 | 0 | 27
|  | 1991 | 2 | 18 | 23 | 1175 | 0 | 26.8
|  | 1991 | 2 | 18 | 24 | 1176 | 0 | 26.5
|  | 1991 | 2 | 19 | 1 | 1177 | 0 | 26.3
|  | 1991 | 2 | 19 | 2 | 1178 | 0 | 25.4
|  | 1991 | 2 | 19 | 3 | 1179 | 0 | 24.5
|  | 1991 | 2 | 19 | 4 | 1180 | 0 | 23.6
|  | 1991 | 2 | 19 | 5 | 1181 | 0 | 23.5
|  | 1991 | 2 | 19 | 6 | 1182 | 0 | 23.3
|  | 1991 | 2 | 19 | 7 | 1183 | 2 | 23.2
|  | 1991 | 2 | 19 | 8 | 1184 | 78 | 24.2
|  | 1991 | 2 | 19 | 9 | 1185 | 300 | 25.3
|  | 1991 | 2 | 19 | 10 | 1186 | 542 | 26.3
|  | 1991 | 2 | 19 | 11 | 1187 | 746 | 27.6
|  | 1991 | 2 | 19 | 12 | 1188 | 881 | 29
|  | 1991 | 2 | 19 | 13 | 1189 | 933 | 30.3
|  | 1991 | 2 | 19 | 14 | 1190 | 892 | 31.4
|  | 1991 | 2 | 19 | 15 | 1191 | 767 | 32.4
|  | 1991 | 2 | 19 | 16 | 1192 | 569 | 33.5
|  | 1991 | 2 | 19 | 17 | 1193 | 321 | 32.1
|  | 1991 | 2 | 19 | 18 | 1194 | 89 | 30.7
|  | 1991 | 2 | 19 | 19 | 1195 | 3 | 29.3
|  | 1991 | 2 | 19 | 20 | 1196 | 0 | 28.3
|  | 1991 | 2 | 19 | 21 | 1197 | 0 | 27.3
|  | 1991 | 2 | 19 | 22 | 1198 | 0 | 26.3
|  | 1991 | 2 | 19 | 23 | 1199 | 0 | 26.2
|  | 1991 | 2 | 19 | 24 | 1200 | 0 | 26.1
|  | 1991 | 2 | 20 | 1 | 1201 | 0 | 26
|  | 1991 | 2 | 20 | 2 | 1202 | 0 | 24.8
|  | 1991 | 2 | 20 | 3 | 1203 | 0 | 23.5
|  | 1991 | 2 | 20 | 4 | 1204 | 0 | 22.3
|  | 1991 | 2 | 20 | 5 | 1205 | 0 | 22
|  | 1991 | 2 | 20 | 6 | 1206 | 0 | 21.8
|  | 1991 | 2 | 20 | 7 | 1207 | 2 | 21.5
|  | 1991 | 2 | 20 | 8 | 1208 | 79 | 22
|  | 1991 | 2 | 20 | 9 | 1209 | 302 | 24.8
|  | 1991 | 2 | 20 | 10 | 1210 | 542 | 27.6
|  | 1991 | 2 | 20 | 11 | 1211 | 738 | 29.2
|  | 1991 | 2 | 20 | 12 | 1212 | 864 | 30.8
|  | 1991 | 2 | 20 | 13 | 1213 | 910 | 32.4
|  | 1991 | 2 | 20 | 14 | 1214 | 860 | 33
|  | 1991 | 2 | 20 | 15 | 1215 | 729 | 33.6
|  | 1991 | 2 | 20 | 16 | 1216 | 532 | 34.2
|  | 1991 | 2 | 20 | 17 | 1217 | 308 | 32.7
|  | 1991 | 2 | 20 | 18 | 1218 | 88 | 31.3
|  | 1991 | 2 | 20 | 19 | 1219 | 3 | 29.8
|  | 1991 | 2 | 20 | 20 | 1220 | 0 | 28.6
|  | 1991 | 2 | 20 | 21 | 1221 | 0 | 27.5
|  | 1991 | 2 | 20 | 22 | 1222 | 0 | 26.3
|  | 1991 | 2 | 20 | 23 | 1223 | 0 | 25.9
|  | 1991 | 2 | 20 | 24 | 1224 | 0 | 25.4
|  | 1991 | 2 | 21 | 1 | 1225 | 0 | 25
|  | 1991 | 2 | 21 | 2 | 1226 | 0 | 24.2
|  | 1991 | 2 | 21 | 3 | 1227 | 0 | 23.3
|  | 1991 | 2 | 21 | 4 | 1228 | 0 | 22.5
|  | 1991 | 2 | 21 | 5 | 1229 | 0 | 22.2
|  | 1991 | 2 | 21 | 6 | 1230 | 0 | 21.8
|  | 1991 | 2 | 21 | 7 | 1231 | 2 | 21.5
|  | 1991 | 2 | 21 | 8 | 1232 | 81 | 23.8
|  | 1991 | 2 | 21 | 9 | 1233 | 304 | 26
|  | 1991 | 2 | 21 | 10 | 1234 | 544 | 28.3
|  | 1991 | 2 | 21 | 11 | 1235 | 739 | 29.8
|  | 1991 | 2 | 21 | 12 | 1236 | 865 | 31.2
|  | 1991 | 2 | 21 | 13 | 1237 | 911 | 32.7
|  | 1991 | 2 | 21 | 14 | 1238 | 873 | 33.1
|  | 1991 | 2 | 21 | 15 | 1239 | 753 | 33.6
|  | 1991 | 2 | 21 | 16 | 1240 | 562 | 34
|  | 1991 | 2 | 21 | 17 | 1241 | 319 | 32.9
|  | 1991 | 2 | 21 | 18 | 1242 | 91 | 31.7
|  | 1991 | 2 | 21 | 19 | 1243 | 3 | 30.6
|  | 1991 | 2 | 21 | 20 | 1244 | 0 | 29.2
|  | 1991 | 2 | 21 | 21 | 1245 | 0 | 27.9
|  | 1991 | 2 | 21 | 22 | 1246 | 0 | 26.5
|  | 1991 | 2 | 21 | 23 | 1247 | 0 | 26.3
|  | 1991 | 2 | 21 | 24 | 1248 | 0 | 26.1
|  | 1991 | 2 | 22 | 1 | 1249 | 0 | 25.9
|  | 1991 | 2 | 22 | 2 | 1250 | 0 | 25.3
|  | 1991 | 2 | 22 | 3 | 1251 | 0 | 24.8
|  | 1991 | 2 | 22 | 4 | 1252 | 0 | 24.2
|  | 1991 | 2 | 22 | 5 | 1253 | 0 | 23.7
|  | 1991 | 2 | 22 | 6 | 1254 | 0 | 23.3
|  | 1991 | 2 | 22 | 7 | 1255 | 3 | 22.8
|  | 1991 | 2 | 22 | 8 | 1256 | 82 | 24.9
|  | 1991 | 2 | 22 | 9 | 1257 | 306 | 26.9
|  | 1991 | 2 | 22 | 10 | 1258 | 546 | 29
|  | 1991 | 2 | 22 | 11 | 1259 | 736 | 29.8
|  | 1991 | 2 | 22 | 12 | 1260 | 856 | 30.7
|  | 1991 | 2 | 22 | 13 | 1261 | 893 | 31.5
|  | 1991 | 2 | 22 | 14 | 1262 | 848 | 32.4
|  | 1991 | 2 | 22 | 15 | 1263 | 724 | 33.2
|  | 1991 | 2 | 22 | 16 | 1264 | 534 | 34.1
|  | 1991 | 2 | 22 | 17 | 1265 | 311 | 32.7
|  | 1991 | 2 | 22 | 18 | 1266 | 90 | 31.4
|  | 1991 | 2 | 22 | 19 | 1267 | 4 | 30
|  | 1991 | 2 | 22 | 20 | 1268 | 0 | 29.3
|  | 1991 | 2 | 22 | 21 | 1269 | 0 | 28.7
|  | 1991 | 2 | 22 | 22 | 1270 | 0 | 28
|  | 1991 | 2 | 22 | 23 | 1271 | 0 | 27.7
|  | 1991 | 2 | 22 | 24 | 1272 | 0 | 27.3
|  | 1991 | 2 | 23 | 1 | 1273 | 0 | 27
|  | 1991 | 2 | 23 | 2 | 1274 | 0 | 26.4
|  | 1991 | 2 | 23 | 3 | 1275 | 0 | 25.7
|  | 1991 | 2 | 23 | 4 | 1276 | 0 | 25.1
|  | 1991 | 2 | 23 | 5 | 1277 | 0 | 25
|  | 1991 | 2 | 23 | 6 | 1278 | 0 | 25
|  | 1991 | 2 | 23 | 7 | 1279 | 3 | 24.9
|  | 1991 | 2 | 23 | 8 | 1280 | 83 | 26.4
|  | 1991 | 2 | 23 | 9 | 1281 | 300 | 27.8
|  | 1991 | 2 | 23 | 10 | 1282 | 523 | 29.3
|  | 1991 | 2 | 23 | 11 | 1283 | 693 | 30.5
|  | 1991 | 2 | 23 | 12 | 1284 | 789 | 31.8
|  | 1991 | 2 | 23 | 13 | 1285 | 803 | 33
|  | 1991 | 2 | 23 | 14 | 1286 | 706 | 30.8
|  | 1991 | 2 | 23 | 15 | 1287 | 542 | 28.7
|  | 1991 | 2 | 23 | 16 | 1288 | 344 | 26.5
|  | 1991 | 2 | 23 | 17 | 1289 | 177 | 26.7
|  | 1991 | 2 | 23 | 18 | 1290 | 45 | 27
|  | 1991 | 2 | 23 | 19 | 1291 | 2 | 27.2
|  | 1991 | 2 | 23 | 20 | 1292 | 0 | 27
|  | 1991 | 2 | 23 | 21 | 1293 | 0 | 26.7
|  | 1991 | 2 | 23 | 22 | 1294 | 0 | 26.5
|  | 1991 | 2 | 23 | 23 | 1295 | 0 | 26.2
|  | 1991 | 2 | 23 | 24 | 1296 | 0 | 25.9
|  | 1991 | 2 | 24 | 1 | 1297 | 0 | 25.6
|  | 1991 | 2 | 24 | 2 | 1298 | 0 | 25.3
|  | 1991 | 2 | 24 | 3 | 1299 | 0 | 25.1
|  | 1991 | 2 | 24 | 4 | 1300 | 0 | 24.8
|  | 1991 | 2 | 24 | 5 | 1301 | 0 | 24.9
|  | 1991 | 2 | 24 | 6 | 1302 | 0 | 25.1
|  | 1991 | 2 | 24 | 7 | 1303 | 2 | 25.2
|  | 1991 | 2 | 24 | 8 | 1304 | 62 | 26
|  | 1991 | 2 | 24 | 9 | 1305 | 253 | 26.8
|  | 1991 | 2 | 24 | 10 | 1306 | 488 | 27.6
|  | 1991 | 2 | 24 | 11 | 1307 | 661 | 28.9
|  | 1991 | 2 | 24 | 12 | 1308 | 771 | 30.3
|  | 1991 | 2 | 24 | 13 | 1309 | 810 | 31.6
|  | 1991 | 2 | 24 | 14 | 1310 | 775 | 32.1
|  | 1991 | 2 | 24 | 15 | 1311 | 668 | 32.5
|  | 1991 | 2 | 24 | 16 | 1312 | 498 | 33
|  | 1991 | 2 | 24 | 17 | 1313 | 303 | 32.1
|  | 1991 | 2 | 24 | 18 | 1314 | 91 | 31.1
|  | 1991 | 2 | 24 | 19 | 1315 | 4 | 30.2
|  | 1991 | 2 | 24 | 20 | 1316 | 0 | 29.4
|  | 1991 | 2 | 24 | 21 | 1317 | 0 | 28.6
|  | 1991 | 2 | 24 | 22 | 1318 | 0 | 27.8
|  | 1991 | 2 | 24 | 23 | 1319 | 0 | 27.3
|  | 1991 | 2 | 24 | 24 | 1320 | 0 | 26.7
|  | 1991 | 2 | 25 | 1 | 1321 | 0 | 26.2
|  | 1991 | 2 | 25 | 2 | 1322 | 0 | 25.7
|  | 1991 | 2 | 25 | 3 | 1323 | 0 | 25.3
|  | 1991 | 2 | 25 | 4 | 1324 | 0 | 24.8
|  | 1991 | 2 | 25 | 5 | 1325 | 0 | 24.5
|  | 1991 | 2 | 25 | 6 | 1326 | 0 | 24.2
|  | 1991 | 2 | 25 | 7 | 1327 | 3 | 23.9
|  | 1991 | 2 | 25 | 8 | 1328 | 84 | 25.3
|  | 1991 | 2 | 25 | 9 | 1329 | 302 | 26.8
|  | 1991 | 2 | 25 | 10 | 1330 | 535 | 28.2
|  | 1991 | 2 | 25 | 11 | 1331 | 736 | 29.5
|  | 1991 | 2 | 25 | 12 | 1332 | 873 | 30.8
|  | 1991 | 2 | 25 | 13 | 1333 | 929 | 32.1
|  | 1991 | 2 | 25 | 14 | 1334 | 826 | 32.2
|  | 1991 | 2 | 25 | 15 | 1335 | 617 | 32.4
|  | 1991 | 2 | 25 | 16 | 1336 | 350 | 32.5
|  | 1991 | 2 | 25 | 17 | 1337 | 219 | 31.2
|  | 1991 | 2 | 25 | 18 | 1338 | 68 | 29.8
|  | 1991 | 2 | 25 | 19 | 1339 | 3 | 28.5
|  | 1991 | 2 | 25 | 20 | 1340 | 0 | 28
|  | 1991 | 2 | 25 | 21 | 1341 | 0 | 27.5
|  | 1991 | 2 | 25 | 22 | 1342 | 0 | 27
|  | 1991 | 2 | 25 | 23 | 1343 | 0 | 26.8
|  | 1991 | 2 | 25 | 24 | 1344 | 0 | 26.7
|  | 1991 | 2 | 26 | 1 | 1345 | 0 | 26.5
|  | 1991 | 2 | 26 | 2 | 1346 | 0 | 25.9
|  | 1991 | 2 | 26 | 3 | 1347 | 0 | 25.4
|  | 1991 | 2 | 26 | 4 | 1348 | 0 | 24.8
|  | 1991 | 2 | 26 | 5 | 1349 | 0 | 24.7
|  | 1991 | 2 | 26 | 6 | 1350 | 0 | 24.7
|  | 1991 | 2 | 26 | 7 | 1351 | 3 | 24.6
|  | 1991 | 2 | 26 | 8 | 1352 | 72 | 25.5
|  | 1991 | 2 | 26 | 9 | 1353 | 229 | 26.3
|  | 1991 | 2 | 26 | 10 | 1354 | 344 | 27.2
|  | 1991 | 2 | 26 | 11 | 1355 | 465 | 28
|  | 1991 | 2 | 26 | 12 | 1356 | 542 | 28.9
|  | 1991 | 2 | 26 | 13 | 1357 | 570 | 29.7
|  | 1991 | 2 | 26 | 14 | 1358 | 545 | 30.8
|  | 1991 | 2 | 26 | 15 | 1359 | 470 | 32
|  | 1991 | 2 | 26 | 16 | 1360 | 351 | 33.1
|  | 1991 | 2 | 26 | 17 | 1361 | 201 | 31.3
|  | 1991 | 2 | 26 | 18 | 1362 | 59 | 29.6
|  | 1991 | 2 | 26 | 19 | 1363 | 2 | 27.8
|  | 1991 | 2 | 26 | 20 | 1364 | 0 | 27.6
|  | 1991 | 2 | 26 | 21 | 1365 | 0 | 27.4
|  | 1991 | 2 | 26 | 22 | 1366 | 0 | 27.2
|  | 1991 | 2 | 26 | 23 | 1367 | 0 | 25.9
|  | 1991 | 2 | 26 | 24 | 1368 | 0 | 24.7
|  | 1991 | 2 | 27 | 1 | 1369 | 0 | 23.4
|  | 1991 | 2 | 27 | 2 | 1370 | 0 | 22.6
|  | 1991 | 2 | 27 | 3 | 1371 | 0 | 21.9
|  | 1991 | 2 | 27 | 4 | 1372 | 0 | 21.1
|  | 1991 | 2 | 27 | 5 | 1373 | 0 | 21
|  | 1991 | 2 | 27 | 6 | 1374 | 0 | 20.9
|  | 1991 | 2 | 27 | 7 | 1375 | 1 | 20.8
|  | 1991 | 2 | 27 | 8 | 1376 | 44 | 21.4
|  | 1991 | 2 | 27 | 9 | 1377 | 178 | 22
|  | 1991 | 2 | 27 | 10 | 1378 | 347 | 23.4
|  | 1991 | 2 | 27 | 11 | 1379 | 467 | 24.9
|  | 1991 | 2 | 27 | 12 | 1380 | 543 | 26.5
|  | 1991 | 2 | 27 | 13 | 1381 | 570 | 28
|  | 1991 | 2 | 27 | 14 | 1382 | 545 | 28.8
|  | 1991 | 2 | 27 | 15 | 1383 | 469 | 29.6
|  | 1991 | 2 | 27 | 16 | 1384 | 350 | 30.4
|  | 1991 | 2 | 27 | 17 | 1385 | 202 | 29.7
|  | 1991 | 2 | 27 | 18 | 1386 | 59 | 29
|  | 1991 | 2 | 27 | 19 | 1387 | 2 | 27.6
|  | 1991 | 2 | 27 | 20 | 1388 | 0 | 27.5
|  | 1991 | 2 | 27 | 21 | 1389 | 0 | 27.3
|  | 1991 | 2 | 27 | 22 | 1390 | 0 | 27.2
|  | 1991 | 2 | 27 | 23 | 1391 | 0 | 26.9
|  | 1991 | 2 | 27 | 24 | 1392 | 0 | 26.7
|  | 1991 | 2 | 28 | 1 | 1393 | 0 | 26.4
|  | 1991 | 2 | 28 | 2 | 1394 | 0 | 26.1
|  | 1991 | 2 | 28 | 3 | 1395 | 0 | 25.9
|  | 1991 | 2 | 28 | 4 | 1396 | 0 | 25.6
|  | 1991 | 2 | 28 | 5 | 1397 | 0 | 25.4
|  | 1991 | 2 | 28 | 6 | 1398 | 0 | 25.2
|  | 1991 | 2 | 28 | 7 | 1399 | 1 | 25
|  | 1991 | 2 | 28 | 8 | 1400 | 45 | 26
|  | 1991 | 2 | 28 | 9 | 1401 | 179 | 27
|  | 1991 | 2 | 28 | 10 | 1402 | 346 | 28
|  | 1991 | 2 | 28 | 11 | 1403 | 509 | 29.3
|  | 1991 | 2 | 28 | 12 | 1404 | 638 | 30.5
|  | 1991 | 2 | 28 | 13 | 1405 | 713 | 31.8
|  | 1991 | 2 | 28 | 14 | 1406 | 752 | 32.1
|  | 1991 | 2 | 28 | 15 | 1407 | 696 | 32.4
|  | 1991 | 2 | 28 | 16 | 1408 | 547 | 32.7
|  | 1991 | 2 | 28 | 17 | 1409 | 321 | 31.4
|  | 1991 | 2 | 28 | 18 | 1410 | 96 | 30.2
|  | 1991 | 2 | 28 | 19 | 1411 | 4 | 28.7
|  | 1991 | 2 | 28 | 20 | 1412 | 0 | 28.2
|  | 1991 | 2 | 28 | 21 | 1413 | 0 | 27.7
|  | 1991 | 2 | 28 | 22 | 1414 | 0 | 27.3
|  | 1991 | 2 | 28 | 23 | 1415 | 0 | 27
|  | 1991 | 2 | 28 | 24 | 1416 | 0 | 26.6
|  | 1995 | 3 | 1 | 1 | 1417 | 0 | 26.2
|  | 1995 | 3 | 1 | 2 | 1418 | 0 | 25.7
|  | 1995 | 3 | 1 | 3 | 1419 | 0 | 25.1
|  | 1995 | 3 | 1 | 4 | 1420 | 0 | 24.7
|  | 1995 | 3 | 1 | 5 | 1421 | 0 | 24.3
|  | 1995 | 3 | 1 | 6 | 1422 | 0 | 24.1
|  | 1995 | 3 | 1 | 7 | 1423 | 3 | 24.9
|  | 1995 | 3 | 1 | 8 | 1424 | 70 | 25.4
|  | 1995 | 3 | 1 | 9 | 1425 | 219 | 26
|  | 1995 | 3 | 1 | 10 | 1426 | 367 | 26.5
|  | 1995 | 3 | 1 | 11 | 1427 | 435 | 26.5
|  | 1995 | 3 | 1 | 12 | 1428 | 441 | 26.6
|  | 1995 | 3 | 1 | 13 | 1429 | 393 | 26.6
|  | 1995 | 3 | 1 | 14 | 1430 | 441 | 26.4
|  | 1995 | 3 | 1 | 15 | 1431 | 436 | 26.1
|  | 1995 | 3 | 1 | 16 | 1432 | 368 | 25.9
|  | 1995 | 3 | 1 | 17 | 1433 | 222 | 25.4
|  | 1995 | 3 | 1 | 18 | 1434 | 72 | 25
|  | 1995 | 3 | 1 | 19 | 1435 | 3 | 24.5
|  | 1995 | 3 | 1 | 20 | 1436 | 0 | 24
|  | 1995 | 3 | 1 | 21 | 1437 | 0 | 23.5
|  | 1995 | 3 | 1 | 22 | 1438 | 0 | 23
|  | 1995 | 3 | 1 | 23 | 1439 | 0 | 22.8
|  | 1995 | 3 | 1 | 24 | 1440 | 0 | 22.6
|  | 1995 | 3 | 2 | 1 | 1441 | 0 | 22.4
|  | 1995 | 3 | 2 | 2 | 1442 | 0 | 22.4
|  | 1995 | 3 | 2 | 3 | 1443 | 0 | 22.5
|  | 1995 | 3 | 2 | 4 | 1444 | 0 | 22.5
|  | 1995 | 3 | 2 | 5 | 1445 | 0 | 22.5
|  | 1995 | 3 | 2 | 6 | 1446 | 0 | 22.5
|  | 1995 | 3 | 2 | 7 | 1447 | 4 | 22.5
|  | 1995 | 3 | 2 | 8 | 1448 | 84 | 24.5
|  | 1995 | 3 | 2 | 9 | 1449 | 241 | 26.5
|  | 1995 | 3 | 2 | 10 | 1450 | 368 | 28.5
|  | 1995 | 3 | 2 | 11 | 1451 | 484 | 29
|  | 1995 | 3 | 2 | 12 | 1452 | 558 | 29.5
|  | 1995 | 3 | 2 | 13 | 1453 | 583 | 30
|  | 1995 | 3 | 2 | 14 | 1454 | 502 | 30
|  | 1995 | 3 | 2 | 15 | 1455 | 384 | 30.1
|  | 1995 | 3 | 2 | 16 | 1456 | 249 | 30.1
|  | 1995 | 3 | 2 | 17 | 1457 | 150 | 29.1
|  | 1995 | 3 | 2 | 18 | 1458 | 49 | 28.1
|  | 1995 | 3 | 2 | 19 | 1459 | 2 | 27.1
|  | 1995 | 3 | 2 | 20 | 1460 | 0 | 26.6
|  | 1995 | 3 | 2 | 21 | 1461 | 0 | 26.2
|  | 1995 | 3 | 2 | 22 | 1462 | 0 | 25.7
|  | 1995 | 3 | 2 | 23 | 1463 | 0 | 25.3
|  | 1995 | 3 | 2 | 24 | 1464 | 0 | 24.9
|  | 1995 | 3 | 3 | 1 | 1465 | 0 | 24.5
|  | 1995 | 3 | 3 | 2 | 1466 | 0 | 24.5
|  | 1995 | 3 | 3 | 3 | 1467 | 0 | 24.5
|  | 1995 | 3 | 3 | 4 | 1468 | 0 | 24.5
|  | 1995 | 3 | 3 | 5 | 1469 | 0 | 24
|  | 1995 | 3 | 3 | 6 | 1470 | 0 | 23.6
|  | 1995 | 3 | 3 | 7 | 1471 | 4 | 23.1
|  | 1995 | 3 | 3 | 8 | 1472 | 96 | 24.5
|  | 1995 | 3 | 3 | 9 | 1473 | 306 | 26
|  | 1995 | 3 | 3 | 10 | 1474 | 528 | 27.4
|  | 1995 | 3 | 3 | 11 | 1475 | 638 | 28.6
|  | 1995 | 3 | 3 | 12 | 1476 | 656 | 29.9
|  | 1995 | 3 | 3 | 13 | 1477 | 584 | 31.1
|  | 1995 | 3 | 3 | 14 | 1478 | 504 | 30.8
|  | 1995 | 3 | 3 | 15 | 1479 | 386 | 30.6
|  | 1995 | 3 | 3 | 16 | 1480 | 250 | 30.3
|  | 1995 | 3 | 3 | 17 | 1481 | 177 | 28.9
|  | 1995 | 3 | 3 | 18 | 1482 | 66 | 27.4
|  | 1995 | 3 | 3 | 19 | 1483 | 3 | 26
|  | 1995 | 3 | 3 | 20 | 1484 | 0 | 25.8
|  | 1995 | 3 | 3 | 21 | 1485 | 0 | 25.6
|  | 1995 | 3 | 3 | 22 | 1486 | 0 | 25.4
|  | 1995 | 3 | 3 | 23 | 1487 | 0 | 24.7
|  | 1995 | 3 | 3 | 24 | 1488 | 0 | 24.1
|  | 1995 | 3 | 4 | 1 | 1489 | 0 | 23.4
|  | 1995 | 3 | 4 | 2 | 1490 | 0 | 23.3
|  | 1995 | 3 | 4 | 3 | 1491 | 0 | 23.2
|  | 1995 | 3 | 4 | 4 | 1492 | 0 | 23.1
|  | 1995 | 3 | 4 | 5 | 1493 | 0 | 23
|  | 1995 | 3 | 4 | 6 | 1494 | 0 | 22.8
|  | 1995 | 3 | 4 | 7 | 1495 | 4 | 22.7
|  | 1995 | 3 | 4 | 8 | 1496 | 102 | 24.6
|  | 1995 | 3 | 4 | 9 | 1497 | 331 | 26.5
|  | 1995 | 3 | 4 | 10 | 1498 | 574 | 28.4
|  | 1995 | 3 | 4 | 11 | 1499 | 694 | 30
|  | 1995 | 3 | 4 | 12 | 1500 | 699 | 31.7
|  | 1995 | 3 | 4 | 13 | 1501 | 586 | 33.3
|  | 1995 | 3 | 4 | 14 | 1502 | 561 | 32.4
|  | 1995 | 3 | 4 | 15 | 1503 | 487 | 31.6
|  | 1995 | 3 | 4 | 16 | 1504 | 371 | 30.7
|  | 1995 | 3 | 4 | 17 | 1505 | 225 | 29.8
|  | 1995 | 3 | 4 | 18 | 1506 | 74 | 29
|  | 1995 | 3 | 4 | 19 | 1507 | 3 | 28.1
|  | 1995 | 3 | 4 | 20 | 1508 | 0 | 27.7
|  | 1995 | 3 | 4 | 21 | 1509 | 0 | 27.4
|  | 1995 | 3 | 4 | 22 | 1510 | 0 | 27
|  | 1995 | 3 | 4 | 23 | 1511 | 0 | 26.5
|  | 1995 | 3 | 4 | 24 | 1512 | 0 | 26
|  | 1995 | 3 | 5 | 1 | 1513 | 0 | 25.5
|  | 1995 | 3 | 5 | 2 | 1514 | 0 | 25.1
|  | 1995 | 3 | 5 | 3 | 1515 | 0 | 24.8
|  | 1995 | 3 | 5 | 4 | 1516 | 0 | 24.4
|  | 1995 | 3 | 5 | 5 | 1517 | 0 | 24.1
|  | 1995 | 3 | 5 | 6 | 1518 | 0 | 23.8
|  | 1995 | 3 | 5 | 7 | 1519 | 5 | 23.5
|  | 1995 | 3 | 5 | 8 | 1520 | 112 | 25.3
|  | 1995 | 3 | 5 | 9 | 1521 | 311 | 27.2
|  | 1995 | 3 | 5 | 10 | 1522 | 465 | 29
|  | 1995 | 3 | 5 | 11 | 1523 | 609 | 29.4
|  | 1995 | 3 | 5 | 12 | 1524 | 701 | 29.9
|  | 1995 | 3 | 5 | 13 | 1525 | 732 | 30.3
|  | 1995 | 3 | 5 | 14 | 1526 | 739 | 30.9
|  | 1995 | 3 | 5 | 15 | 1527 | 672 | 31.5
|  | 1995 | 3 | 5 | 16 | 1528 | 533 | 32.1
|  | 1995 | 3 | 5 | 17 | 1529 | 333 | 30.8
|  | 1995 | 3 | 5 | 18 | 1530 | 114 | 29.6
|  | 1995 | 3 | 5 | 19 | 1531 | 5 | 28.3
|  | 1995 | 3 | 5 | 20 | 1532 | 0 | 27.5
|  | 1995 | 3 | 5 | 21 | 1533 | 0 | 26.6
|  | 1995 | 3 | 5 | 22 | 1534 | 0 | 25.8
|  | 1995 | 3 | 5 | 23 | 1535 | 0 | 25.1
|  | 1995 | 3 | 5 | 24 | 1536 | 0 | 24.4
|  | 1995 | 3 | 6 | 1 | 1537 | 0 | 23.7
|  | 1995 | 3 | 6 | 2 | 1538 | 0 | 23.3
|  | 1995 | 3 | 6 | 3 | 1539 | 0 | 22.8
|  | 1995 | 3 | 6 | 4 | 1540 | 0 | 22.4
|  | 1995 | 3 | 6 | 5 | 1541 | 0 | 22.2
|  | 1995 | 3 | 6 | 6 | 1542 | 0 | 22
|  | 1995 | 3 | 6 | 7 | 1543 | 5 | 21.8
|  | 1995 | 3 | 6 | 8 | 1544 | 111 | 21.8
|  | 1995 | 3 | 6 | 9 | 1545 | 308 | 24.9
|  | 1995 | 3 | 6 | 10 | 1546 | 470 | 28
|  | 1995 | 3 | 6 | 11 | 1547 | 677 | 30
|  | 1995 | 3 | 6 | 12 | 1548 | 835 | 31.9
|  | 1995 | 3 | 6 | 13 | 1549 | 917 | 33.9
|  | 1995 | 3 | 6 | 14 | 1550 | 876 | 33.9
|  | 1995 | 3 | 6 | 15 | 1551 | 761 | 34
|  | 1995 | 3 | 6 | 16 | 1552 | 580 | 34
|  | 1995 | 3 | 6 | 17 | 1553 | 323 | 33
|  | 1995 | 3 | 6 | 18 | 1554 | 94 | 32
|  | 1995 | 3 | 6 | 19 | 1555 | 3 | 31
|  | 1995 | 3 | 6 | 20 | 1556 | 0 | 30.2
|  | 1995 | 3 | 6 | 21 | 1557 | 0 | 29.5
|  | 1995 | 3 | 6 | 22 | 1558 | 0 | 28.7
|  | 1995 | 3 | 6 | 23 | 1559 | 0 | 28.2
|  | 1995 | 3 | 6 | 24 | 1560 | 0 | 27.6
|  | 1995 | 3 | 7 | 1 | 1561 | 0 | 27.1
|  | 1995 | 3 | 7 | 2 | 1562 | 0 | 26.6
|  | 1995 | 3 | 7 | 3 | 1563 | 0 | 26.1
|  | 1995 | 3 | 7 | 4 | 1564 | 0 | 25.6
|  | 1995 | 3 | 7 | 5 | 1565 | 0 | 25.3
|  | 1995 | 3 | 7 | 6 | 1566 | 0 | 24.9
|  | 1995 | 3 | 7 | 7 | 1567 | 6 | 24.6
|  | 1995 | 3 | 7 | 8 | 1568 | 120 | 26.7
|  | 1995 | 3 | 7 | 9 | 1569 | 339 | 28.7
|  | 1995 | 3 | 7 | 10 | 1570 | 538 | 30.8
|  | 1995 | 3 | 7 | 11 | 1571 | 676 | 31.7
|  | 1995 | 3 | 7 | 12 | 1572 | 743 | 32.5
|  | 1995 | 3 | 7 | 13 | 1573 | 736 | 33.4
|  | 1995 | 3 | 7 | 14 | 1574 | 775 | 33.6
|  | 1995 | 3 | 7 | 15 | 1575 | 723 | 33.8
|  | 1995 | 3 | 7 | 16 | 1576 | 580 | 34
|  | 1995 | 3 | 7 | 17 | 1577 | 364 | 32.7
|  | 1995 | 3 | 7 | 18 | 1578 | 125 | 31.3
|  | 1995 | 3 | 7 | 19 | 1579 | 6 | 30
|  | 1995 | 3 | 7 | 20 | 1580 | 0 | 29.3
|  | 1995 | 3 | 7 | 21 | 1581 | 0 | 28.7
|  | 1995 | 3 | 7 | 22 | 1582 | 0 | 28
|  | 1995 | 3 | 7 | 23 | 1583 | 0 | 27.8
|  | 1995 | 3 | 7 | 24 | 1584 | 0 | 27.6
|  | 1995 | 3 | 8 | 1 | 1585 | 0 | 27.4
|  | 1995 | 3 | 8 | 2 | 1586 | 0 | 27.2
|  | 1995 | 3 | 8 | 3 | 1587 | 0 | 27
|  | 1995 | 3 | 8 | 4 | 1588 | 0 | 26.8
|  | 1995 | 3 | 8 | 5 | 1589 | 0 | 26.2
|  | 1995 | 3 | 8 | 6 | 1590 | 0 | 25.6
|  | 1995 | 3 | 8 | 7 | 1591 | 6 | 25
|  | 1995 | 3 | 8 | 8 | 1592 | 125 | 25
|  | 1995 | 3 | 8 | 9 | 1593 | 370 | 28.6
|  | 1995 | 3 | 8 | 10 | 1594 | 615 | 32.2
|  | 1995 | 3 | 8 | 11 | 1595 | 765 | 33.3
|  | 1995 | 3 | 8 | 12 | 1596 | 809 | 34.3
|  | 1995 | 3 | 8 | 13 | 1597 | 738 | 35.4
|  | 1995 | 3 | 8 | 14 | 1598 | 778 | 35.1
|  | 1995 | 3 | 8 | 15 | 1599 | 725 | 34.9
|  | 1995 | 3 | 8 | 16 | 1600 | 582 | 34.6
|  | 1995 | 3 | 8 | 17 | 1601 | 345 | 33.2
|  | 1995 | 3 | 8 | 18 | 1602 | 112 | 31.8
|  | 1995 | 3 | 8 | 19 | 1603 | 5 | 30.4
|  | 1995 | 3 | 8 | 20 | 1604 | 0 | 29.7
|  | 1995 | 3 | 8 | 21 | 1605 | 0 | 29.1
|  | 1995 | 3 | 8 | 22 | 1606 | 0 | 28.4
|  | 1995 | 3 | 8 | 23 | 1607 | 0 | 28.2
|  | 1995 | 3 | 8 | 24 | 1608 | 0 | 28
|  | 1995 | 3 | 9 | 1 | 1609 | 0 | 27.8
|  | 1995 | 3 | 9 | 2 | 1610 | 0 | 27.4
|  | 1995 | 3 | 9 | 3 | 1611 | 0 | 26.9
|  | 1995 | 3 | 9 | 4 | 1612 | 0 | 26.5
|  | 1995 | 3 | 9 | 5 | 1613 | 0 | 26.1
|  | 1995 | 3 | 9 | 6 | 1614 | 0 | 25.6
|  | 1995 | 3 | 9 | 7 | 1615 | 7 | 25.2
|  | 1995 | 3 | 9 | 8 | 1616 | 127 | 26.6
|  | 1995 | 3 | 9 | 9 | 1617 | 362 | 28
|  | 1995 | 3 | 9 | 10 | 1618 | 588 | 31.8
|  | 1995 | 3 | 9 | 11 | 1619 | 766 | 32.7
|  | 1995 | 3 | 9 | 12 | 1620 | 879 | 33.7
|  | 1995 | 3 | 9 | 13 | 1621 | 917 | 34.6
|  | 1995 | 3 | 9 | 14 | 1622 | 895 | 34.3
|  | 1995 | 3 | 9 | 15 | 1623 | 791 | 33.9
|  | 1995 | 3 | 9 | 16 | 1624 | 612 | 33.6
|  | 1995 | 3 | 9 | 17 | 1625 | 372 | 32.6
|  | 1995 | 3 | 9 | 18 | 1626 | 125 | 31.5
|  | 1995 | 3 | 9 | 19 | 1627 | 6 | 30.5
|  | 1995 | 3 | 9 | 20 | 1628 | 0 | 29.8
|  | 1995 | 3 | 9 | 21 | 1629 | 0 | 29.1
|  | 1995 | 3 | 9 | 22 | 1630 | 0 | 28.4
|  | 1995 | 3 | 9 | 23 | 1631 | 0 | 28.3
|  | 1995 | 3 | 9 | 24 | 1632 | 0 | 28.1
|  | 1995 | 3 | 10 | 1 | 1633 | 0 | 28
|  | 1995 | 3 | 10 | 2 | 1634 | 0 | 27.6
|  | 1995 | 3 | 10 | 3 | 1635 | 0 | 27.1
|  | 1995 | 3 | 10 | 4 | 1636 | 0 | 26.7
|  | 1995 | 3 | 10 | 5 | 1637 | 0 | 26.2
|  | 1995 | 3 | 10 | 6 | 1638 | 0 | 25.8
|  | 1995 | 3 | 10 | 7 | 1639 | 7 | 25.3
|  | 1995 | 3 | 10 | 8 | 1640 | 127 | 27.3
|  | 1995 | 3 | 10 | 9 | 1641 | 347 | 29.2
|  | 1995 | 3 | 10 | 10 | 1642 | 545 | 31.2
|  | 1995 | 3 | 10 | 11 | 1643 | 682 | 32.5
|  | 1995 | 3 | 10 | 12 | 1644 | 747 | 33.7
|  | 1995 | 3 | 10 | 13 | 1645 | 738 | 35
|  | 1995 | 3 | 10 | 14 | 1646 | 746 | 34.5
|  | 1995 | 3 | 10 | 15 | 1647 | 679 | 33.9
|  | 1995 | 3 | 10 | 16 | 1648 | 540 | 33.4
|  | 1995 | 3 | 10 | 17 | 1649 | 328 | 32.3
|  | 1995 | 3 | 10 | 18 | 1650 | 111 | 31.1
|  | 1995 | 3 | 10 | 19 | 1651 | 5 | 30
|  | 1995 | 3 | 10 | 20 | 1652 | 0 | 29.5
|  | 1995 | 3 | 10 | 21 | 1653 | 0 | 28.9
|  | 1995 | 3 | 10 | 22 | 1654 | 0 | 28.4
|  | 1995 | 3 | 10 | 23 | 1655 | 0 | 28.1
|  | 1995 | 3 | 10 | 24 | 1656 | 0 | 27.7
|  | 1995 | 3 | 11 | 1 | 1657 | 0 | 27.4
|  | 1995 | 3 | 11 | 2 | 1658 | 0 | 26.9
|  | 1995 | 3 | 11 | 3 | 1659 | 0 | 26.3
|  | 1995 | 3 | 11 | 4 | 1660 | 0 | 25.8
|  | 1995 | 3 | 11 | 5 | 1661 | 0 | 25.4
|  | 1995 | 3 | 11 | 6 | 1662 | 0 | 25
|  | 1995 | 3 | 11 | 7 | 1663 | 7 | 24.6
|  | 1995 | 3 | 11 | 8 | 1664 | 122 | 26.9
|  | 1995 | 3 | 11 | 9 | 1665 | 339 | 29.3
|  | 1995 | 3 | 11 | 10 | 1666 | 547 | 31.6
|  | 1995 | 3 | 11 | 11 | 1667 | 734 | 32.6
|  | 1995 | 3 | 11 | 12 | 1668 | 864 | 33.6
|  | 1995 | 3 | 11 | 13 | 1669 | 921 | 34.6
|  | 1995 | 3 | 11 | 14 | 1670 | 880 | 34.6
|  | 1995 | 3 | 11 | 15 | 1671 | 765 | 34.5
|  | 1995 | 3 | 11 | 16 | 1672 | 585 | 34.5
|  | 1995 | 3 | 11 | 17 | 1673 | 338 | 33.3
|  | 1995 | 3 | 11 | 18 | 1674 | 107 | 32.2
|  | 1995 | 3 | 11 | 19 | 1675 | 5 | 31
|  | 1995 | 3 | 11 | 20 | 1676 | 0 | 30.1
|  | 1995 | 3 | 11 | 21 | 1677 | 0 | 29.3
|  | 1995 | 3 | 11 | 22 | 1678 | 0 | 28.4
|  | 1995 | 3 | 11 | 23 | 1679 | 0 | 28.1
|  | 1995 | 3 | 11 | 24 | 1680 | 0 | 27.9
|  | 1995 | 3 | 12 | 1 | 1681 | 0 | 27.6
|  | 1995 | 3 | 12 | 2 | 1682 | 0 | 27.3
|  | 1995 | 3 | 12 | 3 | 1683 | 0 | 27
|  | 1995 | 3 | 12 | 4 | 1684 | 0 | 26.7
|  | 1995 | 3 | 12 | 5 | 1685 | 0 | 26.3
|  | 1995 | 3 | 12 | 6 | 1686 | 0 | 25.9
|  | 1995 | 3 | 12 | 7 | 1687 | 8 | 25.5
|  | 1995 | 3 | 12 | 8 | 1688 | 137 | 27.4
|  | 1995 | 3 | 12 | 9 | 1689 | 385 | 29.3
|  | 1995 | 3 | 12 | 10 | 1690 | 627 | 31.2
|  | 1995 | 3 | 12 | 11 | 1691 | 803 | 31.7
|  | 1995 | 3 | 12 | 12 | 1692 | 904 | 32.3
|  | 1995 | 3 | 12 | 13 | 1693 | 923 | 32.8
|  | 1995 | 3 | 12 | 14 | 1694 | 899 | 33.3
|  | 1995 | 3 | 12 | 15 | 1695 | 795 | 33.9
|  | 1995 | 3 | 12 | 16 | 1696 | 615 | 34.4
|  | 1995 | 3 | 12 | 17 | 1697 | 344 | 32.2
|  | 1995 | 3 | 12 | 18 | 1698 | 97 | 30.1
|  | 1995 | 3 | 12 | 19 | 1699 | 5 | 30.1
|  | 1995 | 3 | 12 | 20 | 1700 | 0 | 29.6
|  | 1995 | 3 | 12 | 21 | 1701 | 0 | 29
|  | 1995 | 3 | 12 | 22 | 1702 | 0 | 28.5
|  | 1995 | 3 | 12 | 23 | 1703 | 0 | 28.2
|  | 1995 | 3 | 12 | 24 | 1704 | 0 | 27.9
|  | 1995 | 3 | 13 | 1 | 1705 | 0 | 27.6
|  | 1995 | 3 | 13 | 2 | 1706 | 0 | 27.4
|  | 1995 | 3 | 13 | 3 | 1707 | 0 | 27.2
|  | 1995 | 3 | 13 | 4 | 1708 | 0 | 27
|  | 1995 | 3 | 13 | 5 | 1709 | 0 | 26.8
|  | 1995 | 3 | 13 | 6 | 1710 | 0 | 26.7
|  | 1995 | 3 | 13 | 7 | 1711 | 9 | 26.5
|  | 1995 | 3 | 13 | 8 | 1712 | 144 | 28.4
|  | 1995 | 3 | 13 | 9 | 1713 | 393 | 30.2
|  | 1995 | 3 | 13 | 10 | 1714 | 631 | 32.1
|  | 1995 | 3 | 13 | 11 | 1715 | 806 | 33
|  | 1995 | 3 | 13 | 12 | 1716 | 907 | 33.8
|  | 1995 | 3 | 13 | 13 | 1717 | 926 | 34.7
|  | 1995 | 3 | 13 | 14 | 1718 | 885 | 34.5
|  | 1995 | 3 | 13 | 15 | 1719 | 769 | 34.2
|  | 1995 | 3 | 13 | 16 | 1720 | 588 | 34
|  | 1995 | 3 | 13 | 17 | 1721 | 358 | 32.8
|  | 1995 | 3 | 13 | 18 | 1722 | 122 | 31.6
|  | 1995 | 3 | 13 | 19 | 1723 | 6 | 30.4
|  | 1995 | 3 | 13 | 20 | 1724 | 0 | 29.8
|  | 1995 | 3 | 13 | 21 | 1725 | 0 | 29.1
|  | 1995 | 3 | 13 | 22 | 1726 | 0 | 28.5
|  | 1995 | 3 | 13 | 23 | 1727 | 0 | 28.3
|  | 1995 | 3 | 13 | 24 | 1728 | 0 | 28
|  | 1995 | 3 | 14 | 1 | 1729 | 0 | 27.8
|  | 1995 | 3 | 14 | 2 | 1730 | 0 | 27.5
|  | 1995 | 3 | 14 | 3 | 1731 | 0 | 27.3
|  | 1995 | 3 | 14 | 4 | 1732 | 0 | 27
|  | 1995 | 3 | 14 | 5 | 1733 | 0 | 26.5
|  | 1995 | 3 | 14 | 6 | 1734 | 0 | 26
|  | 1995 | 3 | 14 | 7 | 1735 | 9 | 25.5
|  | 1995 | 3 | 14 | 8 | 1736 | 140 | 27.6
|  | 1995 | 3 | 14 | 9 | 1737 | 378 | 29.8
|  | 1995 | 3 | 14 | 10 | 1738 | 603 | 31.9
|  | 1995 | 3 | 14 | 11 | 1739 | 780 | 33
|  | 1995 | 3 | 14 | 12 | 1740 | 891 | 34
|  | 1995 | 3 | 14 | 13 | 1741 | 926 | 35.1
|  | 1995 | 3 | 14 | 14 | 1742 | 918 | 35.1
|  | 1995 | 3 | 14 | 15 | 1743 | 818 | 35
|  | 1995 | 3 | 14 | 16 | 1744 | 635 | 35
|  | 1995 | 3 | 14 | 17 | 1745 | 372 | 33.4
|  | 1995 | 3 | 14 | 18 | 1746 | 117 | 31.8
|  | 1995 | 3 | 14 | 19 | 1747 | 5 | 30.2
|  | 1995 | 3 | 14 | 20 | 1748 | 0 | 29.8
|  | 1995 | 3 | 14 | 21 | 1749 | 0 | 29.4
|  | 1995 | 3 | 14 | 22 | 1750 | 0 | 29
|  | 1995 | 3 | 14 | 23 | 1751 | 0 | 28.8
|  | 1995 | 3 | 14 | 24 | 1752 | 0 | 28.6
|  | 1995 | 3 | 15 | 1 | 1753 | 0 | 28.4
|  | 1995 | 3 | 15 | 2 | 1754 | 0 | 28.1
|  | 1995 | 3 | 15 | 3 | 1755 | 0 | 27.9
|  | 1995 | 3 | 15 | 4 | 1756 | 0 | 27.6
|  | 1995 | 3 | 15 | 5 | 1757 | 0 | 27.5
|  | 1995 | 3 | 15 | 6 | 1758 | 0 | 27.3
|  | 1995 | 3 | 15 | 7 | 1759 | 9 | 27.2
|  | 1995 | 3 | 15 | 8 | 1760 | 143 | 28.6
|  | 1995 | 3 | 15 | 9 | 1761 | 380 | 30
|  | 1995 | 3 | 15 | 10 | 1762 | 606 | 31.4
|  | 1995 | 3 | 15 | 11 | 1763 | 782 | 32.9
|  | 1995 | 3 | 15 | 12 | 1764 | 892 | 34.3
|  | 1995 | 3 | 15 | 13 | 1765 | 927 | 35.7
|  | 1995 | 3 | 15 | 14 | 1766 | 903 | 35.5
|  | 1995 | 3 | 15 | 15 | 1767 | 798 | 35.2
|  | 1995 | 3 | 15 | 16 | 1768 | 618 | 35
|  | 1995 | 3 | 15 | 17 | 1769 | 377 | 33.5
|  | 1995 | 3 | 15 | 18 | 1770 | 129 | 32
|  | 1995 | 3 | 15 | 19 | 1771 | 6 | 30.5
|  | 1995 | 3 | 15 | 20 | 1772 | 0 | 29.8
|  | 1995 | 3 | 15 | 21 | 1773 | 0 | 29.2
|  | 1995 | 3 | 15 | 22 | 1774 | 0 | 28.5
|  | 1995 | 3 | 15 | 23 | 1775 | 0 | 28.3
|  | 1995 | 3 | 15 | 24 | 1776 | 0 | 28
|  | 1995 | 3 | 16 | 1 | 1777 | 0 | 27.8
|  | 1995 | 3 | 16 | 2 | 1778 | 0 | 27.4
|  | 1995 | 3 | 16 | 3 | 1779 | 0 | 26.9
|  | 1995 | 3 | 16 | 4 | 1780 | 0 | 26.5
|  | 1995 | 3 | 16 | 5 | 1781 | 0 | 26.2
|  | 1995 | 3 | 16 | 6 | 1782 | 0 | 25.8
|  | 1995 | 3 | 16 | 7 | 1783 | 9 | 25.5
|  | 1995 | 3 | 16 | 8 | 1784 | 138 | 27.7
|  | 1995 | 3 | 16 | 9 | 1785 | 375 | 29.9
|  | 1995 | 3 | 16 | 10 | 1786 | 609 | 32.1
|  | 1995 | 3 | 16 | 11 | 1787 | 749 | 33.1
|  | 1995 | 3 | 16 | 12 | 1788 | 800 | 34
|  | 1995 | 3 | 16 | 13 | 1789 | 758 | 35
|  | 1995 | 3 | 16 | 14 | 1790 | 796 | 35.4
|  | 1995 | 3 | 16 | 15 | 1791 | 741 | 35.8
|  | 1995 | 3 | 16 | 16 | 1792 | 595 | 36.2
|  | 1995 | 3 | 16 | 17 | 1793 | 376 | 34.4
|  | 1995 | 3 | 16 | 18 | 1794 | 132 | 32.6
|  | 1995 | 3 | 16 | 19 | 1795 | 7 | 30.8
|  | 1995 | 3 | 16 | 20 | 1796 | 0 | 30.2
|  | 1995 | 3 | 16 | 21 | 1797 | 0 | 29.7
|  | 1995 | 3 | 16 | 22 | 1798 | 0 | 29.1
|  | 1995 | 3 | 16 | 23 | 1799 | 0 | 28.7
|  | 1995 | 3 | 16 | 24 | 1800 | 0 | 28.2
|  | 1995 | 3 | 17 | 1 | 1801 | 0 | 27.8
|  | 1995 | 3 | 17 | 2 | 1802 | 0 | 27.4
|  | 1995 | 3 | 17 | 3 | 1803 | 0 | 26.9
|  | 1995 | 3 | 17 | 4 | 1804 | 0 | 26.5
|  | 1995 | 3 | 17 | 5 | 1805 | 0 | 25.8
|  | 1995 | 3 | 17 | 6 | 1806 | 0 | 25.1
|  | 1995 | 3 | 17 | 7 | 1807 | 10 | 24.4
|  | 1995 | 3 | 17 | 8 | 1808 | 157 | 26.2
|  | 1995 | 3 | 17 | 9 | 1809 | 411 | 28.1
|  | 1995 | 3 | 17 | 10 | 1810 | 651 | 29.9
|  | 1995 | 3 | 17 | 11 | 1811 | 839 | 31.7
|  | 1995 | 3 | 17 | 12 | 1812 | 956 | 33.6
|  | 1995 | 3 | 17 | 13 | 1813 | 994 | 35.4
|  | 1995 | 3 | 17 | 14 | 1814 | 950 | 35.6
|  | 1995 | 3 | 17 | 15 | 1815 | 826 | 35.9
|  | 1995 | 3 | 17 | 16 | 1816 | 632 | 36.1
|  | 1995 | 3 | 17 | 17 | 1817 | 380 | 34.2
|  | 1995 | 3 | 17 | 18 | 1818 | 128 | 32.3
|  | 1995 | 3 | 17 | 19 | 1819 | 6 | 30.4
|  | 1995 | 3 | 17 | 20 | 1820 | 0 | 29.9
|  | 1995 | 3 | 17 | 21 | 1821 | 0 | 29.3
|  | 1995 | 3 | 17 | 22 | 1822 | 0 | 28.8
|  | 1995 | 3 | 17 | 23 | 1823 | 0 | 28.7
|  | 1995 | 3 | 17 | 24 | 1824 | 0 | 28.5
|  | 1995 | 3 | 18 | 1 | 1825 | 0 | 28.4
|  | 1995 | 3 | 18 | 2 | 1826 | 0 | 28.2
|  | 1995 | 3 | 18 | 3 | 1827 | 0 | 27.9
|  | 1995 | 3 | 18 | 4 | 1828 | 0 | 27.7
|  | 1995 | 3 | 18 | 5 | 1829 | 0 | 26.6
|  | 1995 | 3 | 18 | 6 | 1830 | 0 | 25.5
|  | 1995 | 3 | 18 | 7 | 1831 | 9 | 24.4
|  | 1995 | 3 | 18 | 8 | 1832 | 149 | 26.5
|  | 1995 | 3 | 18 | 9 | 1833 | 402 | 28.7
|  | 1995 | 3 | 18 | 10 | 1834 | 654 | 30.8
|  | 1995 | 3 | 18 | 11 | 1835 | 857 | 31.6
|  | 1995 | 3 | 18 | 12 | 1836 | 986 | 32.3
|  | 1995 | 3 | 18 | 13 | 1837 | 1030 | 33.1
|  | 1995 | 3 | 18 | 14 | 1838 | 979 | 33.9
|  | 1995 | 3 | 18 | 15 | 1839 | 842 | 34.6
|  | 1995 | 3 | 18 | 16 | 1840 | 633 | 35.4
|  | 1995 | 3 | 18 | 17 | 1841 | 379 | 33.8
|  | 1995 | 3 | 18 | 18 | 1842 | 128 | 32.1
|  | 1995 | 3 | 18 | 19 | 1843 | 6 | 30.5
|  | 1995 | 3 | 18 | 20 | 1844 | 0 | 30
|  | 1995 | 3 | 18 | 21 | 1845 | 0 | 29.5
|  | 1995 | 3 | 18 | 22 | 1846 | 0 | 29
|  | 1995 | 3 | 18 | 23 | 1847 | 0 | 28.7
|  | 1995 | 3 | 18 | 24 | 1848 | 0 | 28.5
|  | 1995 | 3 | 19 | 1 | 1849 | 0 | 28.2
|  | 1995 | 3 | 19 | 2 | 1850 | 0 | 27.6
|  | 1995 | 3 | 19 | 3 | 1851 | 0 | 27
|  | 1995 | 3 | 19 | 4 | 1852 | 0 | 27.1
|  | 1995 | 3 | 19 | 5 | 1853 | 0 | 27.7
|  | 1995 | 3 | 19 | 6 | 1854 | 0 | 28.3
|  | 1995 | 3 | 19 | 7 | 1855 | 11 | 28.9
|  | 1995 | 3 | 19 | 8 | 1856 | 165 | 29.5
|  | 1995 | 3 | 19 | 9 | 1857 | 424 | 30.1
|  | 1995 | 3 | 19 | 10 | 1858 | 670 | 30.7
|  | 1995 | 3 | 19 | 11 | 1859 | 846 | 32.1
|  | 1995 | 3 | 19 | 12 | 1860 | 940 | 33.6
|  | 1995 | 3 | 19 | 13 | 1861 | 941 | 35
|  | 1995 | 3 | 19 | 14 | 1862 | 876 | 35.1
|  | 1995 | 3 | 19 | 15 | 1863 | 740 | 35.3
|  | 1995 | 3 | 19 | 16 | 1864 | 547 | 35.4
|  | 1995 | 3 | 19 | 17 | 1865 | 335 | 34
|  | 1995 | 3 | 19 | 18 | 1866 | 116 | 32.6
|  | 1995 | 3 | 19 | 19 | 1867 | 6 | 31.2
|  | 1995 | 3 | 19 | 20 | 1868 | 0 | 30.5
|  | 1995 | 3 | 19 | 21 | 1869 | 0 | 29.7
|  | 1995 | 3 | 19 | 22 | 1870 | 0 | 29
|  | 1995 | 3 | 19 | 23 | 1871 | 0 | 28.5
|  | 1995 | 3 | 19 | 24 | 1872 | 0 | 28.1
|  | 1995 | 3 | 20 | 1 | 1873 | 0 | 27.6
|  | 1995 | 3 | 20 | 2 | 1874 | 0 | 26.8
|  | 1995 | 3 | 20 | 3 | 1875 | 0 | 25.9
|  | 1995 | 3 | 20 | 4 | 1876 | 0 | 25.1
|  | 1995 | 3 | 20 | 5 | 1877 | 0 | 24.8
|  | 1995 | 3 | 20 | 6 | 1878 | 0 | 24.6
|  | 1995 | 3 | 20 | 7 | 1879 | 12 | 24.3
|  | 1995 | 3 | 20 | 8 | 1880 | 162 | 26.5
|  | 1995 | 3 | 20 | 9 | 1881 | 405 | 28.6
|  | 1995 | 3 | 20 | 10 | 1882 | 623 | 30.8
|  | 1995 | 3 | 20 | 11 | 1883 | 813 | 32.4
|  | 1995 | 3 | 20 | 12 | 1884 | 939 | 34
|  | 1995 | 3 | 20 | 13 | 1885 | 986 | 35.6
|  | 1995 | 3 | 20 | 14 | 1886 | 940 | 35.6
|  | 1995 | 3 | 20 | 15 | 1887 | 718 | 36.2
|  | 1995 | 3 | 20 | 16 | 1888 | 386 | 36.8
|  | 1995 | 3 | 20 | 17 | 1889 | 235 | 35.3
|  | 1995 | 3 | 20 | 18 | 1890 | 81 | 33.7
|  | 1995 | 3 | 20 | 19 | 1891 | 4 | 32.2
|  | 1995 | 3 | 20 | 20 | 1892 | 0 | 31.3
|  | 1995 | 3 | 20 | 21 | 1893 | 0 | 30.3
|  | 1995 | 3 | 20 | 22 | 1894 | 0 | 29.4
|  | 1995 | 3 | 20 | 23 | 1895 | 0 | 29.1
|  | 1995 | 3 | 20 | 24 | 1896 | 0 | 28.7
|  | 1995 | 3 | 21 | 1 | 1897 | 0 | 28.4
|  | 1995 | 3 | 21 | 2 | 1898 | 0 | 27.9
|  | 1995 | 3 | 21 | 3 | 1899 | 0 | 27.3
|  | 1995 | 3 | 21 | 4 | 1900 | 0 | 26.8
|  | 1995 | 3 | 21 | 5 | 1901 | 0 | 26.8
|  | 1995 | 3 | 21 | 6 | 1902 | 0 | 26.7
|  | 1995 | 3 | 21 | 7 | 1903 | 9 | 26.7
|  | 1995 | 3 | 21 | 8 | 1904 | 135 | 28.1
|  | 1995 | 3 | 21 | 9 | 1905 | 356 | 29.4
|  | 1995 | 3 | 21 | 10 | 1906 | 578 | 30.8
|  | 1995 | 3 | 21 | 11 | 1907 | 711 | 32
|  | 1995 | 3 | 21 | 12 | 1908 | 773 | 34
|  | 1995 | 3 | 21 | 13 | 1909 | 760 | 36
|  | 1995 | 3 | 21 | 14 | 1910 | 799 | 36.3
|  | 1995 | 3 | 21 | 15 | 1911 | 744 | 36.7
|  | 1995 | 3 | 21 | 16 | 1912 | 599 | 37
|  | 1995 | 3 | 21 | 17 | 1913 | 358 | 35.7
|  | 1995 | 3 | 21 | 18 | 1914 | 121 | 34.4
|  | 1995 | 3 | 21 | 19 | 1915 | 6 | 33.1
|  | 1995 | 3 | 21 | 20 | 1916 | 0 | 31.9
|  | 1995 | 3 | 21 | 21 | 1917 | 0 | 30.7
|  | 1995 | 3 | 21 | 22 | 1918 | 0 | 29.5
|  | 1995 | 3 | 21 | 23 | 1919 | 0 | 29.2
|  | 1995 | 3 | 21 | 24 | 1920 | 0 | 28.8
|  | 1995 | 3 | 22 | 1 | 1921 | 0 | 28.5
|  | 1995 | 3 | 22 | 2 | 1922 | 0 | 28.2
|  | 1995 | 3 | 22 | 3 | 1923 | 0 | 27.9
|  | 1995 | 3 | 22 | 4 | 1924 | 0 | 27.6
|  | 1995 | 3 | 22 | 5 | 1925 | 0 | 26.9
|  | 1995 | 3 | 22 | 6 | 1926 | 0 | 26.2
|  | 1995 | 3 | 22 | 7 | 1927 | 12 | 25.5
|  | 1995 | 3 | 22 | 8 | 1928 | 166 | 27.3
|  | 1995 | 3 | 22 | 9 | 1929 | 420 | 29.1
|  | 1995 | 3 | 22 | 10 | 1930 | 665 | 30.9
|  | 1995 | 3 | 22 | 11 | 1931 | 850 | 32.6
|  | 1995 | 3 | 22 | 12 | 1932 | 964 | 34.3
|  | 1995 | 3 | 22 | 13 | 1933 | 999 | 36
|  | 1995 | 3 | 22 | 14 | 1934 | 938 | 36
|  | 1995 | 3 | 22 | 15 | 1935 | 800 | 36
|  | 1995 | 3 | 22 | 16 | 1936 | 599 | 36
|  | 1995 | 3 | 22 | 17 | 1937 | 358 | 34.5
|  | 1995 | 3 | 22 | 18 | 1938 | 121 | 33
|  | 1995 | 3 | 22 | 19 | 1939 | 6 | 31.5
|  | 1995 | 3 | 22 | 20 | 1940 | 0 | 30.6
|  | 1995 | 3 | 22 | 21 | 1941 | 0 | 29.7
|  | 1995 | 3 | 22 | 22 | 1942 | 0 | 28.8
|  | 1995 | 3 | 22 | 23 | 1943 | 0 | 28.1
|  | 1995 | 3 | 22 | 24 | 1944 | 0 | 27.5
|  | 1995 | 3 | 23 | 1 | 1945 | 0 | 26.8
|  | 1995 | 3 | 23 | 2 | 1946 | 0 | 25.7
|  | 1995 | 3 | 23 | 3 | 1947 | 0 | 24.7
|  | 1995 | 3 | 23 | 4 | 1948 | 0 | 23.6
|  | 1995 | 3 | 23 | 5 | 1949 | 0 | 23.6
|  | 1995 | 3 | 23 | 6 | 1950 | 0 | 23.5
|  | 1995 | 3 | 23 | 7 | 1951 | 10 | 23.5
|  | 1995 | 3 | 23 | 8 | 1952 | 152 | 25.9
|  | 1995 | 3 | 23 | 9 | 1953 | 406 | 28.3
|  | 1995 | 3 | 23 | 10 | 1954 | 660 | 30.7
|  | 1995 | 3 | 23 | 11 | 1955 | 832 | 31.9
|  | 1995 | 3 | 23 | 12 | 1956 | 928 | 33
|  | 1995 | 3 | 23 | 13 | 1957 | 943 | 34.2
|  | 1995 | 3 | 23 | 14 | 1958 | 916 | 34.1
|  | 1995 | 3 | 23 | 15 | 1959 | 808 | 34.1
|  | 1995 | 3 | 23 | 16 | 1960 | 626 | 34
|  | 1995 | 3 | 23 | 17 | 1961 | 378 | 32.7
|  | 1995 | 3 | 23 | 18 | 1962 | 129 | 31.5
|  | 1995 | 3 | 23 | 19 | 1963 | 6 | 30.2
|  | 1995 | 3 | 23 | 20 | 1964 | 0 | 29.7
|  | 1995 | 3 | 23 | 21 | 1965 | 0 | 29.2
|  | 1995 | 3 | 23 | 22 | 1966 | 0 | 28.7
|  | 1995 | 3 | 23 | 23 | 1967 | 0 | 29.3
|  | 1995 | 3 | 23 | 24 | 1968 | 0 | 30
|  | 1995 | 3 | 24 | 1 | 1969 | 0 | 27
|  | 1995 | 3 | 24 | 2 | 1970 | 0 | 26.4
|  | 1995 | 3 | 24 | 3 | 1971 | 0 | 25.8
|  | 1995 | 3 | 24 | 4 | 1972 | 0 | 25.2
|  | 1995 | 3 | 24 | 5 | 1973 | 0 | 25.1
|  | 1995 | 3 | 24 | 6 | 1974 | 0 | 25.1
|  | 1995 | 3 | 24 | 7 | 1975 | 13 | 25
|  | 1995 | 3 | 24 | 8 | 1976 | 167 | 27.2
|  | 1995 | 3 | 24 | 9 | 1977 | 408 | 29.5
|  | 1995 | 3 | 24 | 10 | 1978 | 631 | 31.7
|  | 1995 | 3 | 24 | 11 | 1979 | 804 | 32.8
|  | 1995 | 3 | 24 | 12 | 1980 | 912 | 33.9
|  | 1995 | 3 | 24 | 13 | 1981 | 945 | 35
|  | 1995 | 3 | 24 | 14 | 1982 | 898 | 34.8
|  | 1995 | 3 | 24 | 15 | 1983 | 777 | 34.6
|  | 1995 | 3 | 24 | 16 | 1984 | 593 | 34.4
|  | 1995 | 3 | 24 | 17 | 1985 | 377 | 33.4
|  | 1995 | 3 | 24 | 18 | 1986 | 135 | 32.4
|  | 1995 | 3 | 24 | 19 | 1987 | 7 | 31.4
|  | 1995 | 3 | 24 | 20 | 1988 | 0 | 30.6
|  | 1995 | 3 | 24 | 21 | 1989 | 0 | 29.8
|  | 1995 | 3 | 24 | 22 | 1990 | 0 | 29
|  | 1995 | 3 | 24 | 23 | 1991 | 0 | 28.7
|  | 1995 | 3 | 24 | 24 | 1992 | 0 | 28.3
|  | 1995 | 3 | 25 | 1 | 1993 | 0 | 28
|  | 1995 | 3 | 25 | 2 | 1994 | 0 | 27.7
|  | 1995 | 3 | 25 | 3 | 1995 | 0 | 27.3
|  | 1995 | 3 | 25 | 4 | 1996 | 0 | 27
|  | 1995 | 3 | 25 | 5 | 1997 | 0 | 35
|  | 1995 | 3 | 25 | 6 | 1998 | 0 | 30.2
|  | 1995 | 3 | 25 | 7 | 1999 | 14 | 25.5
|  | 1995 | 3 | 25 | 8 | 2000 | 173 | 27.8
|  | 1995 | 3 | 25 | 9 | 2001 | 426 | 30.2
|  | 1995 | 3 | 25 | 10 | 2002 | 666 | 32.5
|  | 1995 | 3 | 25 | 11 | 2003 | 836 | 33.5
|  | 1995 | 3 | 25 | 12 | 2004 | 932 | 34.6
|  | 1995 | 3 | 25 | 13 | 2005 | 947 | 35.6
|  | 1995 | 3 | 25 | 14 | 2006 | 900 | 35.6
|  | 1995 | 3 | 25 | 15 | 2007 | 780 | 35.7
|  | 1995 | 3 | 25 | 16 | 2008 | 595 | 35.7
|  | 1995 | 3 | 25 | 17 | 2009 | 365 | 34.3
|  | 1995 | 3 | 25 | 18 | 2010 | 127 | 33
|  | 1995 | 3 | 25 | 19 | 2011 | 7 | 31.6
|  | 1995 | 3 | 25 | 20 | 2012 | 0 | 30.9
|  | 1995 | 3 | 25 | 21 | 2013 | 0 | 30.1
|  | 1995 | 3 | 25 | 22 | 2014 | 0 | 29.4
|  | 1995 | 3 | 25 | 23 | 2015 | 0 | 29
|  | 1995 | 3 | 25 | 24 | 2016 | 0 | 28.5
|  | 1995 | 3 | 26 | 1 | 2017 | 0 | 28.1
|  | 1995 | 3 | 26 | 2 | 2018 | 0 | 27.6
|  | 1995 | 3 | 26 | 3 | 2019 | 0 | 27
|  | 1995 | 3 | 26 | 4 | 2020 | 0 | 26.5
|  | 1995 | 3 | 26 | 5 | 2021 | 0 | 26.4
|  | 1995 | 3 | 26 | 6 | 2022 | 0 | 26.3
|  | 1995 | 3 | 26 | 7 | 2023 | 15 | 26.2
|  | 1995 | 3 | 26 | 8 | 2024 | 179 | 28.1
|  | 1995 | 3 | 26 | 9 | 2025 | 421 | 30
|  | 1995 | 3 | 26 | 10 | 2026 | 635 | 32.2
|  | 1995 | 3 | 26 | 11 | 2027 | 806 | 33.1
|  | 1995 | 3 | 26 | 12 | 2028 | 912 | 33.9
|  | 1995 | 3 | 26 | 13 | 2029 | 943 | 34.8
|  | 1995 | 3 | 26 | 14 | 2030 | 898 | 34.8
|  | 1995 | 3 | 26 | 15 | 2031 | 780 | 34.9
|  | 1995 | 3 | 26 | 16 | 2032 | 596 | 34.9
|  | 1995 | 3 | 26 | 17 | 2033 | 357 | 33.6
|  | 1995 | 3 | 26 | 18 | 2034 | 122 | 32.4
|  | 1995 | 3 | 26 | 19 | 2035 | 6 | 31.1
|  | 1995 | 3 | 26 | 20 | 2036 | 0 | 30.6
|  | 1995 | 3 | 26 | 21 | 2037 | 0 | 30
|  | 1995 | 3 | 26 | 22 | 2038 | 0 | 29.5
|  | 1995 | 3 | 26 | 23 | 2039 | 0 | 28.9
|  | 1995 | 3 | 26 | 24 | 2040 | 0 | 28.4
|  | 1995 | 3 | 27 | 1 | 2041 | 0 | 27.8
|  | 1995 | 3 | 27 | 2 | 2042 | 0 | 27.2
|  | 1995 | 3 | 27 | 3 | 2043 | 0 | 26.7
|  | 1995 | 3 | 27 | 4 | 2044 | 0 | 26.1
|  | 1995 | 3 | 27 | 5 | 2045 | 0 | 26.5
|  | 1995 | 3 | 27 | 6 | 2046 | 0 | 26.8
|  | 1995 | 3 | 27 | 7 | 2047 | 12 | 27.2
|  | 1995 | 3 | 27 | 8 | 2048 | 141 | 28.5
|  | 1995 | 3 | 27 | 9 | 2049 | 335 | 29.7
|  | 1995 | 3 | 27 | 10 | 2050 | 513 | 31
|  | 1995 | 3 | 27 | 11 | 2051 | 569 | 28.7
|  | 1995 | 3 | 27 | 12 | 2052 | 531 | 26.3
|  | 1995 | 3 | 27 | 13 | 2053 | 412 | 24
|  | 1995 | 3 | 27 | 14 | 2054 | 460 | 25
|  | 1995 | 3 | 27 | 15 | 2055 | 454 | 26
|  | 1995 | 3 | 27 | 16 | 2056 | 386 | 27
|  | 1995 | 3 | 27 | 17 | 2057 | 213 | 27
|  | 1995 | 3 | 27 | 18 | 2058 | 66 | 27
|  | 1995 | 3 | 27 | 19 | 2059 | 3 | 27
|  | 1995 | 3 | 27 | 20 | 2060 | 0 | 26.6
|  | 1995 | 3 | 27 | 21 | 2061 | 0 | 26.2
|  | 1995 | 3 | 27 | 22 | 2062 | 0 | 25.8
|  | 1995 | 3 | 27 | 23 | 2063 | 0 | 25.7
|  | 1995 | 3 | 27 | 24 | 2064 | 0 | 25.6
|  | 1995 | 3 | 28 | 1 | 2065 | 0 | 25.5
|  | 1995 | 3 | 28 | 2 | 2066 | 0 | 25.5
|  | 1995 | 3 | 28 | 3 | 2067 | 0 | 25.5
|  | 1995 | 3 | 28 | 4 | 2068 | 0 | 25.5
|  | 1995 | 3 | 28 | 5 | 2069 | 0 | 26.4
|  | 1995 | 3 | 28 | 6 | 2070 | 0 | 27.3
|  | 1995 | 3 | 28 | 7 | 2071 | 8 | 28.1
|  | 1995 | 3 | 28 | 8 | 2072 | 103 | 29
|  | 1995 | 3 | 28 | 9 | 2073 | 257 | 29.9
|  | 1995 | 3 | 28 | 10 | 2074 | 413 | 30.8
|  | 1995 | 3 | 28 | 11 | 2075 | 571 | 32
|  | 1995 | 3 | 28 | 12 | 2076 | 692 | 33.3
|  | 1995 | 3 | 28 | 13 | 2077 | 762 | 34.5
|  | 1995 | 3 | 28 | 14 | 2078 | 762 | 34
|  | 1995 | 3 | 28 | 15 | 2079 | 690 | 33.5
|  | 1995 | 3 | 28 | 16 | 2080 | 548 | 33
|  | 1995 | 3 | 28 | 17 | 2081 | 310 | 31.7
|  | 1995 | 3 | 28 | 18 | 2082 | 97 | 30.3
|  | 1995 | 3 | 28 | 19 | 2083 | 4 | 29
|  | 1995 | 3 | 28 | 20 | 2084 | 0 | 28.9
|  | 1995 | 3 | 28 | 21 | 2085 | 0 | 28.9
|  | 1995 | 3 | 28 | 22 | 2086 | 0 | 28.8
|  | 1995 | 3 | 28 | 23 | 2087 | 0 | 28.7
|  | 1995 | 3 | 28 | 24 | 2088 | 0 | 28.5
|  | 1995 | 3 | 29 | 1 | 2089 | 0 | 28.4
|  | 1995 | 3 | 29 | 2 | 2090 | 0 | 27.7
|  | 1995 | 3 | 29 | 3 | 2091 | 0 | 26.9
|  | 1995 | 3 | 29 | 4 | 2092 | 0 | 26.2
|  | 1995 | 3 | 29 | 5 | 2093 | 0 | 26
|  | 1995 | 3 | 29 | 6 | 2094 | 0 | 25.8
|  | 1995 | 3 | 29 | 7 | 2095 | 10 | 25.6
|  | 1995 | 3 | 29 | 8 | 2096 | 117 | 27.6
|  | 1995 | 3 | 29 | 9 | 2097 | 272 | 29.6
|  | 1995 | 3 | 29 | 10 | 2098 | 414 | 31.6
|  | 1995 | 3 | 29 | 11 | 2099 | 572 | 33
|  | 1995 | 3 | 29 | 12 | 2100 | 695 | 34.3
|  | 1995 | 3 | 29 | 13 | 2101 | 764 | 35.7
|  | 1995 | 3 | 29 | 14 | 2102 | 765 | 35.4
|  | 1995 | 3 | 29 | 15 | 2103 | 693 | 35.1
|  | 1995 | 3 | 29 | 16 | 2104 | 550 | 34.8
|  | 1995 | 3 | 29 | 17 | 2105 | 325 | 33.9
|  | 1995 | 3 | 29 | 18 | 2106 | 110 | 33
|  | 1995 | 3 | 29 | 19 | 2107 | 5 | 30.5
|  | 1995 | 3 | 29 | 20 | 2108 | 0 | 30
|  | 1995 | 3 | 29 | 21 | 2109 | 0 | 29.5
|  | 1995 | 3 | 29 | 22 | 2110 | 0 | 29
|  | 1995 | 3 | 29 | 23 | 2111 | 0 | 28.7
|  | 1995 | 3 | 29 | 24 | 2112 | 0 | 28.3
|  | 1995 | 3 | 30 | 1 | 2113 | 0 | 28
|  | 1995 | 3 | 30 | 2 | 2114 | 0 | 27.3
|  | 1995 | 3 | 30 | 3 | 2115 | 0 | 26.5
|  | 1995 | 3 | 30 | 4 | 2116 | 0 | 25.8
|  | 1995 | 3 | 30 | 5 | 2117 | 0 | 25.6
|  | 1995 | 3 | 30 | 6 | 2118 | 0 | 25.4
|  | 1995 | 3 | 30 | 7 | 2119 | 13 | 25.2
|  | 1995 | 3 | 30 | 8 | 2120 | 139 | 27.3
|  | 1995 | 3 | 30 | 9 | 2121 | 300 | 29.5
|  | 1995 | 3 | 30 | 10 | 2122 | 417 | 31.6
|  | 1995 | 3 | 30 | 11 | 2123 | 574 | 32.6
|  | 1995 | 3 | 30 | 12 | 2124 | 696 | 33.7
|  | 1995 | 3 | 30 | 13 | 2125 | 764 | 34.7
|  | 1995 | 3 | 30 | 14 | 2126 | 726 | 34.8
|  | 1995 | 3 | 30 | 15 | 2127 | 629 | 34.8
|  | 1995 | 3 | 30 | 16 | 2128 | 481 | 34.9
|  | 1995 | 3 | 30 | 17 | 2129 | 278 | 33.3
|  | 1995 | 3 | 30 | 18 | 2130 | 91 | 31.6
|  | 1995 | 3 | 30 | 19 | 2131 | 4 | 30
|  | 1995 | 3 | 30 | 20 | 2132 | 0 | 29.7
|  | 1995 | 3 | 30 | 21 | 2133 | 0 | 29.3
|  | 1995 | 3 | 30 | 22 | 2134 | 0 | 29
|  | 1995 | 3 | 30 | 23 | 2135 | 0 | 28.5
|  | 1995 | 3 | 30 | 24 | 2136 | 0 | 28
|  | 1995 | 3 | 31 | 1 | 2137 | 0 | 27.5
|  | 1995 | 3 | 31 | 2 | 2138 | 0 | 27
|  | 1995 | 3 | 31 | 3 | 2139 | 0 | 26.6
|  | 1995 | 3 | 31 | 4 | 2140 | 0 | 26.1
|  | 1995 | 3 | 31 | 5 | 2141 | 0 | 25.8
|  | 1995 | 3 | 31 | 6 | 2142 | 0 | 25.6
|  | 1995 | 3 | 31 | 7 | 2143 | 18 | 25.3
|  | 1995 | 3 | 31 | 8 | 2144 | 196 | 27.3
|  | 1995 | 3 | 31 | 9 | 2145 | 428 | 29.3
|  | 1995 | 3 | 31 | 10 | 2146 | 596 | 31.3
|  | 1995 | 3 | 31 | 11 | 2147 | 724 | 32.8
|  | 1995 | 3 | 31 | 12 | 2148 | 780 | 34.4
|  | 1995 | 3 | 31 | 13 | 2149 | 764 | 35.9
|  | 1995 | 3 | 31 | 14 | 2150 | 764 | 35.7
|  | 1995 | 3 | 31 | 15 | 2151 | 692 | 35.5
|  | 1995 | 3 | 31 | 16 | 2152 | 549 | 35.3
|  | 1995 | 3 | 31 | 17 | 2153 | 337 | 34.1
|  | 1995 | 3 | 31 | 18 | 2154 | 119 | 33
|  | 1995 | 3 | 31 | 19 | 2155 | 6 | 30.7
|  | 1995 | 3 | 31 | 20 | 2156 | 0 | 30.3
|  | 1995 | 3 | 31 | 21 | 2157 | 0 | 29.9
|  | 1995 | 3 | 31 | 22 | 2158 | 0 | 29.6
|  | 1995 | 3 | 31 | 23 | 2159 | 0 | 29.3
|  | 1995 | 3 | 31 | 24 | 2160 | 0 | 29
|  | 1996 | 4 | 1 | 1 | 2161 | 0 | 28.9
|  | 1996 | 4 | 1 | 2 | 2162 | 0 | 28.7
|  | 1996 | 4 | 1 | 3 | 2163 | 0 | 28.5
|  | 1996 | 4 | 1 | 4 | 2164 | 0 | 28.3
|  | 1996 | 4 | 1 | 5 | 2165 | 0 | 28
|  | 1996 | 4 | 1 | 6 | 2166 | 0 | 27.7
|  | 1996 | 4 | 1 | 7 | 2167 | 12 | 27.4
|  | 1996 | 4 | 1 | 8 | 2168 | 132 | 28.4
|  | 1996 | 4 | 1 | 9 | 2169 | 292 | 29.5
|  | 1996 | 4 | 1 | 10 | 2170 | 411 | 30.5
|  | 1996 | 4 | 1 | 11 | 2171 | 522 | 31.9
|  | 1996 | 4 | 1 | 12 | 2172 | 589 | 33.3
|  | 1996 | 4 | 1 | 13 | 2173 | 608 | 34.7
|  | 1996 | 4 | 1 | 14 | 2174 | 719 | 34.8
|  | 1996 | 4 | 1 | 15 | 2175 | 710 | 35
|  | 1996 | 4 | 1 | 16 | 2176 | 584 | 35.1
|  | 1996 | 4 | 1 | 17 | 2177 | 351 | 33.9
|  | 1996 | 4 | 1 | 18 | 2178 | 117 | 32.8
|  | 1996 | 4 | 1 | 19 | 2179 | 6 | 31.6
|  | 1996 | 4 | 1 | 20 | 2180 | 0 | 31
|  | 1996 | 4 | 1 | 21 | 2181 | 0 | 30.3
|  | 1996 | 4 | 1 | 22 | 2182 | 0 | 29.7
|  | 1996 | 4 | 1 | 23 | 2183 | 0 | 29.4
|  | 1996 | 4 | 1 | 24 | 2184 | 0 | 29.1
|  | 1996 | 4 | 2 | 1 | 2185 | 0 | 28.8
|  | 1996 | 4 | 2 | 2 | 2186 | 0 | 28.5
|  | 1996 | 4 | 2 | 3 | 2187 | 0 | 28.1
|  | 1996 | 4 | 2 | 4 | 2188 | 0 | 27.8
|  | 1996 | 4 | 2 | 5 | 2189 | 0 | 27.5
|  | 1996 | 4 | 2 | 6 | 2190 | 0 | 27.1
|  | 1996 | 4 | 2 | 7 | 2191 | 16 | 26.8
|  | 1996 | 4 | 2 | 8 | 2192 | 178 | 28.4
|  | 1996 | 4 | 2 | 9 | 2193 | 419 | 30.1
|  | 1996 | 4 | 2 | 10 | 2194 | 642 | 31.7
|  | 1996 | 4 | 2 | 11 | 2195 | 795 | 32.7
|  | 1996 | 4 | 2 | 12 | 2196 | 872 | 33.7
|  | 1996 | 4 | 2 | 13 | 2197 | 871 | 34.7
|  | 1996 | 4 | 2 | 14 | 2198 | 853 | 34.9
|  | 1996 | 4 | 2 | 15 | 2199 | 756 | 35.2
|  | 1996 | 4 | 2 | 16 | 2200 | 586 | 35.4
|  | 1996 | 4 | 2 | 17 | 2201 | 352 | 34.1
|  | 1996 | 4 | 2 | 18 | 2202 | 118 | 32.7
|  | 1996 | 4 | 2 | 19 | 2203 | 6 | 31.4
|  | 1996 | 4 | 2 | 20 | 2204 | 0 | 30.4
|  | 1996 | 4 | 2 | 21 | 2205 | 0 | 29.5
|  | 1996 | 4 | 2 | 22 | 2206 | 0 | 28.5
|  | 1996 | 4 | 2 | 23 | 2207 | 0 | 28.3
|  | 1996 | 4 | 2 | 24 | 2208 | 0 | 28.2
|  | 1996 | 4 | 3 | 1 | 2209 | 0 | 28
|  | 1996 | 4 | 3 | 2 | 2210 | 0 | 27.7
|  | 1996 | 4 | 3 | 3 | 2211 | 0 | 27.5
|  | 1996 | 4 | 3 | 4 | 2212 | 0 | 27.2
|  | 1996 | 4 | 3 | 5 | 2213 | 0 | 27.1
|  | 1996 | 4 | 3 | 6 | 2214 | 0 | 26.9
|  | 1996 | 4 | 3 | 7 | 2215 | 13 | 26.8
|  | 1996 | 4 | 3 | 8 | 2216 | 145 | 28.5
|  | 1996 | 4 | 3 | 9 | 2217 | 339 | 30.3
|  | 1996 | 4 | 3 | 10 | 2218 | 518 | 32
|  | 1996 | 4 | 3 | 11 | 2219 | 775 | 33.1
|  | 1996 | 4 | 3 | 12 | 2220 | 952 | 34.3
|  | 1996 | 4 | 3 | 13 | 2221 | 1019 | 35.4
|  | 1996 | 4 | 3 | 14 | 2222 | 959 | 35.9
|  | 1996 | 4 | 3 | 15 | 2223 | 819 | 36.3
|  | 1996 | 4 | 3 | 16 | 2224 | 613 | 36.8
|  | 1996 | 4 | 3 | 17 | 2225 | 358 | 35.8
|  | 1996 | 4 | 3 | 18 | 2226 | 115 | 34.7
|  | 1996 | 4 | 3 | 19 | 2227 | 5 | 33.7
|  | 1996 | 4 | 3 | 20 | 2228 | 0 | 32.6
|  | 1996 | 4 | 3 | 21 | 2229 | 0 | 31.4
|  | 1996 | 4 | 3 | 22 | 2230 | 0 | 30.3
|  | 1996 | 4 | 3 | 23 | 2231 | 0 | 30
|  | 1996 | 4 | 3 | 24 | 2232 | 0 | 29.7
|  | 1996 | 4 | 4 | 1 | 2233 | 0 | 29.4
|  | 1996 | 4 | 4 | 2 | 2234 | 0 | 29.3
|  | 1996 | 4 | 4 | 3 | 2235 | 0 | 29.1
|  | 1996 | 4 | 4 | 4 | 2236 | 0 | 29
|  | 1996 | 4 | 4 | 5 | 2237 | 0 | 28.8
|  | 1996 | 4 | 4 | 6 | 2238 | 0 | 28.7
|  | 1996 | 4 | 4 | 7 | 2239 | 16 | 28.5
|  | 1996 | 4 | 4 | 8 | 2240 | 168 | 29.7
|  | 1996 | 4 | 4 | 9 | 2241 | 389 | 31
|  | 1996 | 4 | 4 | 10 | 2242 | 596 | 32.7
|  | 1996 | 4 | 4 | 11 | 2243 | 778 | 34
|  | 1996 | 4 | 4 | 12 | 2244 | 900 | 35.3
|  | 1996 | 4 | 4 | 13 | 2245 | 949 | 36.6
|  | 1996 | 4 | 4 | 14 | 2246 | 879 | 37
|  | 1996 | 4 | 4 | 15 | 2247 | 738 | 37.5
|  | 1996 | 4 | 4 | 16 | 2248 | 541 | 37.9
|  | 1996 | 4 | 4 | 17 | 2249 | 299 | 36.5
|  | 1996 | 4 | 4 | 18 | 2250 | 89 | 35
|  | 1996 | 4 | 4 | 19 | 2251 | 4 | 33.6
|  | 1996 | 4 | 4 | 20 | 2252 | 0 | 32.8
|  | 1996 | 4 | 4 | 21 | 2253 | 0 | 31.9
|  | 1996 | 4 | 4 | 22 | 2254 | 0 | 31.1
|  | 1996 | 4 | 4 | 23 | 2255 | 0 | 30.6
|  | 1996 | 4 | 4 | 24 | 2256 | 0 | 30
|  | 1996 | 4 | 5 | 1 | 2257 | 0 | 29.5
|  | 1996 | 4 | 5 | 2 | 2258 | 0 | 29.3
|  | 1996 | 4 | 5 | 3 | 2259 | 0 | 29.2
|  | 1996 | 4 | 5 | 4 | 2260 | 0 | 29
|  | 1996 | 4 | 5 | 5 | 2261 | 0 | 28.6
|  | 1996 | 4 | 5 | 6 | 2262 | 0 | 28.1
|  | 1996 | 4 | 5 | 7 | 2263 | 18 | 27.7
|  | 1996 | 4 | 5 | 8 | 2264 | 185 | 29.3
|  | 1996 | 4 | 5 | 9 | 2265 | 392 | 31
|  | 1996 | 4 | 5 | 10 | 2266 | 520 | 32.6
|  | 1996 | 4 | 5 | 11 | 2267 | 656 | 34
|  | 1996 | 4 | 5 | 12 | 2268 | 738 | 35.4
|  | 1996 | 4 | 5 | 13 | 2269 | 760 | 36.8
|  | 1996 | 4 | 5 | 14 | 2270 | 720 | 36.7
|  | 1996 | 4 | 5 | 15 | 2271 | 621 | 36.7
|  | 1996 | 4 | 5 | 16 | 2272 | 470 | 36.6
|  | 1996 | 4 | 5 | 17 | 2273 | 283 | 35.8
|  | 1996 | 4 | 5 | 18 | 2274 | 95 | 35
|  | 1996 | 4 | 5 | 19 | 2275 | 5 | 34.2
|  | 1996 | 4 | 5 | 20 | 2276 | 0 | 33.3
|  | 1996 | 4 | 5 | 21 | 2277 | 0 | 32.3
|  | 1996 | 4 | 5 | 22 | 2278 | 0 | 31.4
|  | 1996 | 4 | 5 | 23 | 2279 | 0 | 30.9
|  | 1996 | 4 | 5 | 24 | 2280 | 0 | 30.3
|  | 1996 | 4 | 6 | 1 | 2281 | 0 | 29.8
|  | 1996 | 4 | 6 | 2 | 2282 | 0 | 29.5
|  | 1996 | 4 | 6 | 3 | 2283 | 0 | 29.3
|  | 1996 | 4 | 6 | 4 | 2284 | 0 | 29
|  | 1996 | 4 | 6 | 5 | 2285 | 0 | 29
|  | 1996 | 4 | 6 | 6 | 2286 | 0 | 29.1
|  | 1996 | 4 | 6 | 7 | 2287 | 17 | 29.1
|  | 1996 | 4 | 6 | 8 | 2288 | 166 | 30.5
|  | 1996 | 4 | 6 | 9 | 2289 | 363 | 31.9
|  | 1996 | 4 | 6 | 10 | 2290 | 522 | 33.3
|  | 1996 | 4 | 6 | 11 | 2291 | 658 | 34.3
|  | 1996 | 4 | 6 | 12 | 2292 | 740 | 35.4
|  | 1996 | 4 | 6 | 13 | 2293 | 761 | 36.4
|  | 1996 | 4 | 6 | 14 | 2294 | 721 | 36.3
|  | 1996 | 4 | 6 | 15 | 2295 | 622 | 36.1
|  | 1996 | 4 | 6 | 16 | 2296 | 471 | 36
|  | 1996 | 4 | 6 | 17 | 2297 | 267 | 34.8
|  | 1996 | 4 | 6 | 18 | 2298 | 83 | 33.6
|  | 1996 | 4 | 6 | 19 | 2299 | 4 | 32.4
|  | 1996 | 4 | 6 | 20 | 2300 | 0 | 31.9
|  | 1996 | 4 | 6 | 21 | 2301 | 0 | 31.5
|  | 1996 | 4 | 6 | 22 | 2302 | 0 | 31
|  | 1996 | 4 | 6 | 23 | 2303 | 0 | 30.5
|  | 1996 | 4 | 6 | 24 | 2304 | 0 | 30
|  | 1996 | 4 | 7 | 1 | 2305 | 0 | 29.5
|  | 1996 | 4 | 7 | 2 | 2306 | 0 | 28.8
|  | 1996 | 4 | 7 | 3 | 2307 | 0 | 28.2
|  | 1996 | 4 | 7 | 4 | 2308 | 0 | 27.5
|  | 1996 | 4 | 7 | 5 | 2309 | 0 | 27.7
|  | 1996 | 4 | 7 | 6 | 2310 | 0 | 27.8
|  | 1996 | 4 | 7 | 7 | 2311 | 15 | 28
|  | 1996 | 4 | 7 | 8 | 2312 | 161 | 29.4
|  | 1996 | 4 | 7 | 9 | 2313 | 381 | 30.7
|  | 1996 | 4 | 7 | 10 | 2314 | 598 | 32.1
|  | 1996 | 4 | 7 | 11 | 2315 | 693 | 33
|  | 1996 | 4 | 7 | 12 | 2316 | 695 | 33.9
|  | 1996 | 4 | 7 | 13 | 2317 | 609 | 34.8
|  | 1996 | 4 | 7 | 14 | 2318 | 678 | 35
|  | 1996 | 4 | 7 | 15 | 2319 | 655 | 35.3
|  | 1996 | 4 | 7 | 16 | 2320 | 540 | 35.5
|  | 1996 | 4 | 7 | 17 | 2321 | 313 | 34.4
|  | 1996 | 4 | 7 | 18 | 2322 | 101 | 33.3
|  | 1996 | 4 | 7 | 19 | 2323 | 5 | 32.2
|  | 1996 | 4 | 7 | 20 | 2324 | 0 | 31.7
|  | 1996 | 4 | 7 | 21 | 2325 | 0 | 31.1
|  | 1996 | 4 | 7 | 22 | 2326 | 0 | 30.6
|  | 1996 | 4 | 7 | 23 | 2327 | 0 | 30.3
|  | 1996 | 4 | 7 | 24 | 2328 | 0 | 30.1
|  | 1996 | 4 | 8 | 1 | 2329 | 0 | 29.8
|  | 1996 | 4 | 8 | 2 | 2330 | 0 | 29.3
|  | 1996 | 4 | 8 | 3 | 2331 | 0 | 28.9
|  | 1996 | 4 | 8 | 4 | 2332 | 0 | 28.4
|  | 1996 | 4 | 8 | 5 | 2333 | 0 | 27.9
|  | 1996 | 4 | 8 | 6 | 2334 | 0 | 27.5
|  | 1996 | 4 | 8 | 7 | 2335 | 8 | 27
|  | 1996 | 4 | 8 | 8 | 2336 | 84 | 27
|  | 1996 | 4 | 8 | 9 | 2337 | 189 | 27
|  | 1996 | 4 | 8 | 10 | 2338 | 285 | 27
|  | 1996 | 4 | 8 | 11 | 2339 | 359 | 26.8
|  | 1996 | 4 | 8 | 12 | 2340 | 402 | 26.5
|  | 1996 | 4 | 8 | 13 | 2341 | 413 | 26.3
|  | 1996 | 4 | 8 | 14 | 2342 | 391 | 27
|  | 1996 | 4 | 8 | 15 | 2343 | 336 | 27.8
|  | 1996 | 4 | 8 | 16 | 2344 | 254 | 28.5
|  | 1996 | 4 | 8 | 17 | 2345 | 153 | 28.3
|  | 1996 | 4 | 8 | 18 | 2346 | 52 | 28
|  | 1996 | 4 | 8 | 19 | 2347 | 3 | 27.8
|  | 1996 | 4 | 8 | 20 | 2348 | 0 | 27.5
|  | 1996 | 4 | 8 | 21 | 2349 | 0 | 27.2
|  | 1996 | 4 | 8 | 22 | 2350 | 0 | 26.9
|  | 1996 | 4 | 8 | 23 | 2351 | 0 | 26.7
|  | 1996 | 4 | 8 | 24 | 2352 | 0 | 26.5
|  | 1996 | 4 | 9 | 1 | 2353 | 0 | 26.3
|  | 1996 | 4 | 9 | 2 | 2354 | 0 | 26.2
|  | 1996 | 4 | 9 | 3 | 2355 | 0 | 26
|  | 1996 | 4 | 9 | 4 | 2356 | 0 | 25.9
|  | 1996 | 4 | 9 | 5 | 2357 | 0 | 25.9
|  | 1996 | 4 | 9 | 6 | 2358 | 0 | 25.8
|  | 1996 | 4 | 9 | 7 | 2359 | 16 | 25.8
|  | 1996 | 4 | 9 | 8 | 2360 | 158 | 26.8
|  | 1996 | 4 | 9 | 9 | 2361 | 352 | 27.8
|  | 1996 | 4 | 9 | 10 | 2362 | 529 | 28.8
|  | 1996 | 4 | 9 | 11 | 2363 | 664 | 30.4
|  | 1996 | 4 | 9 | 12 | 2364 | 745 | 31.9
|  | 1996 | 4 | 9 | 13 | 2365 | 766 | 33.5
|  | 1996 | 4 | 9 | 14 | 2366 | 725 | 33.9
|  | 1996 | 4 | 9 | 15 | 2367 | 625 | 34.3
|  | 1996 | 4 | 9 | 16 | 2368 | 473 | 34.7
|  | 1996 | 4 | 9 | 17 | 2369 | 249 | 33.6
|  | 1996 | 4 | 9 | 18 | 2370 | 69 | 32.6
|  | 1996 | 4 | 9 | 19 | 2371 | 3 | 31.5
|  | 1996 | 4 | 9 | 20 | 2372 | 0 | 30.4
|  | 1996 | 4 | 9 | 21 | 2373 | 0 | 29.3
|  | 1996 | 4 | 9 | 22 | 2374 | 0 | 28.2
|  | 1996 | 4 | 9 | 23 | 2375 | 0 | 27.7
|  | 1996 | 4 | 9 | 24 | 2376 | 0 | 27.3
|  | 1996 | 4 | 10 | 1 | 2377 | 0 | 26.8
|  | 1996 | 4 | 10 | 2 | 2378 | 0 | 26.4
|  | 1996 | 4 | 10 | 3 | 2379 | 0 | 25.9
|  | 1996 | 4 | 10 | 4 | 2380 | 0 | 25.5
|  | 1996 | 4 | 10 | 5 | 2381 | 0 | 26.1
|  | 1996 | 4 | 10 | 6 | 2382 | 0 | 26.8
|  | 1996 | 4 | 10 | 7 | 2383 | 20 | 27.4
|  | 1996 | 4 | 10 | 8 | 2384 | 202 | 28.4
|  | 1996 | 4 | 10 | 9 | 2385 | 455 | 29.4
|  | 1996 | 4 | 10 | 10 | 2386 | 692 | 30.4
|  | 1996 | 4 | 10 | 11 | 2387 | 826 | 31.6
|  | 1996 | 4 | 10 | 12 | 2388 | 852 | 32.8
|  | 1996 | 4 | 10 | 13 | 2389 | 765 | 34
|  | 1996 | 4 | 10 | 14 | 2390 | 680 | 34.3
|  | 1996 | 4 | 10 | 15 | 2391 | 545 | 34.7
|  | 1996 | 4 | 10 | 16 | 2392 | 378 | 35
|  | 1996 | 4 | 10 | 17 | 2393 | 268 | 35
|  | 1996 | 4 | 10 | 18 | 2394 | 102 | 33.8
|  | 1996 | 4 | 10 | 19 | 2395 | 6 | 32.7
|  | 1996 | 4 | 10 | 20 | 2396 | 0 | 31.9
|  | 1996 | 4 | 10 | 21 | 2397 | 0 | 31.2
|  | 1996 | 4 | 10 | 22 | 2398 | 0 | 30.4
|  | 1996 | 4 | 10 | 23 | 2399 | 0 | 29.1
|  | 1996 | 4 | 10 | 24 | 2400 | 0 | 27.9
|  | 1996 | 4 | 11 | 1 | 2401 | 0 | 26.6
|  | 1996 | 4 | 11 | 2 | 2402 | 0 | 26.4
|  | 1996 | 4 | 11 | 3 | 2403 | 0 | 26.2
|  | 1996 | 4 | 11 | 4 | 2404 | 0 | 26
|  | 1996 | 4 | 11 | 5 | 2405 | 0 | 26
|  | 1996 | 4 | 11 | 6 | 2406 | 0 | 26
|  | 1996 | 4 | 11 | 7 | 2407 | 13 | 26
|  | 1996 | 4 | 11 | 8 | 2408 | 153 | 27.1
|  | 1996 | 4 | 11 | 9 | 2409 | 376 | 28.1
|  | 1996 | 4 | 11 | 10 | 2410 | 611 | 29.2
|  | 1996 | 4 | 11 | 11 | 2411 | 764 | 31
|  | 1996 | 4 | 11 | 12 | 2412 | 856 | 32.7
|  | 1996 | 4 | 11 | 13 | 2413 | 879 | 34.5
|  | 1996 | 4 | 11 | 14 | 2414 | 765 | 34.8
|  | 1996 | 4 | 11 | 15 | 2415 | 587 | 35.2
|  | 1996 | 4 | 11 | 16 | 2416 | 379 | 35.5
|  | 1996 | 4 | 11 | 17 | 2417 | 229 | 33.9
|  | 1996 | 4 | 11 | 18 | 2418 | 77 | 32.3
|  | 1996 | 4 | 11 | 19 | 2419 | 4 | 30.7
|  | 1996 | 4 | 11 | 20 | 2420 | 0 | 29.8
|  | 1996 | 4 | 11 | 21 | 2421 | 0 | 28.8
|  | 1996 | 4 | 11 | 22 | 2422 | 0 | 27.9
|  | 1996 | 4 | 11 | 23 | 2423 | 0 | 27.4
|  | 1996 | 4 | 11 | 24 | 2424 | 0 | 26.9
|  | 1996 | 4 | 12 | 1 | 2425 | 0 | 26.4
|  | 1996 | 4 | 12 | 2 | 2426 | 0 | 25.9
|  | 1996 | 4 | 12 | 3 | 2427 | 0 | 25.5
|  | 1996 | 4 | 12 | 4 | 2428 | 0 | 25
|  | 1996 | 4 | 12 | 5 | 2429 | 0 | 25.1
|  | 1996 | 4 | 12 | 6 | 2430 | 0 | 25.2
|  | 1996 | 4 | 12 | 7 | 2431 | 17 | 25.3
|  | 1996 | 4 | 12 | 8 | 2432 | 172 | 27.5
|  | 1996 | 4 | 12 | 9 | 2433 | 394 | 29.8
|  | 1996 | 4 | 12 | 10 | 2434 | 609 | 32
|  | 1996 | 4 | 12 | 11 | 2435 | 702 | 32.8
|  | 1996 | 4 | 12 | 12 | 2436 | 701 | 33.7
|  | 1996 | 4 | 12 | 13 | 2437 | 614 | 34.5
|  | 1996 | 4 | 12 | 14 | 2438 | 579 | 33.7
|  | 1996 | 4 | 12 | 15 | 2439 | 498 | 32.9
|  | 1996 | 4 | 12 | 16 | 2440 | 377 | 32.1
|  | 1996 | 4 | 12 | 17 | 2441 | 248 | 31.8
|  | 1996 | 4 | 12 | 18 | 2442 | 91 | 31.5
|  | 1996 | 4 | 12 | 19 | 2443 | 5 | 31.2
|  | 1996 | 4 | 12 | 20 | 2444 | 0 | 30.6
|  | 1996 | 4 | 12 | 21 | 2445 | 0 | 30
|  | 1996 | 4 | 12 | 22 | 2446 | 0 | 29.4
|  | 1996 | 4 | 12 | 23 | 2447 | 0 | 28.8
|  | 1996 | 4 | 12 | 24 | 2448 | 0 | 28.2
|  | 1996 | 4 | 13 | 1 | 2449 | 0 | 27.6
|  | 1996 | 4 | 13 | 2 | 2450 | 0 | 27.1
|  | 1996 | 4 | 13 | 3 | 2451 | 0 | 26.7
|  | 1996 | 4 | 13 | 4 | 2452 | 0 | 26.2
|  | 1996 | 4 | 13 | 5 | 2453 | 0 | 25.5
|  | 1996 | 4 | 13 | 6 | 2454 | 0 | 24.9
|  | 1996 | 4 | 13 | 7 | 2455 | 10 | 24.2
|  | 1996 | 4 | 13 | 8 | 2456 | 89 | 24.4
|  | 1996 | 4 | 13 | 9 | 2457 | 194 | 24.7
|  | 1996 | 4 | 13 | 10 | 2458 | 289 | 24.9
|  | 1996 | 4 | 13 | 11 | 2459 | 361 | 25.4
|  | 1996 | 4 | 13 | 12 | 2460 | 404 | 25.9
|  | 1996 | 4 | 13 | 13 | 2461 | 414 | 26.4
|  | 1996 | 4 | 13 | 14 | 2462 | 391 | 26.9
|  | 1996 | 4 | 13 | 15 | 2463 | 337 | 27.5
|  | 1996 | 4 | 13 | 16 | 2464 | 255 | 28
|  | 1996 | 4 | 13 | 17 | 2465 | 205 | 27.7
|  | 1996 | 4 | 13 | 18 | 2466 | 85 | 27.5
|  | 1996 | 4 | 13 | 19 | 2467 | 5 | 27.2
|  | 1996 | 4 | 13 | 20 | 2468 | 0 | 27
|  | 1996 | 4 | 13 | 21 | 2469 | 0 | 26.9
|  | 1996 | 4 | 13 | 22 | 2470 | 0 | 26.7
|  | 1996 | 4 | 13 | 23 | 2471 | 0 | 26.5
|  | 1996 | 4 | 13 | 24 | 2472 | 0 | 26.2
|  | 1996 | 4 | 14 | 1 | 2473 | 0 | 26
|  | 1996 | 4 | 14 | 2 | 2474 | 0 | 25.7
|  | 1996 | 4 | 14 | 3 | 2475 | 0 | 25.3
|  | 1996 | 4 | 14 | 4 | 2476 | 0 | 25
|  | 1996 | 4 | 14 | 5 | 2477 | 0 | 24.9
|  | 1996 | 4 | 14 | 6 | 2478 | 0 | 24.8
|  | 1996 | 4 | 14 | 7 | 2479 | 15 | 24.7
|  | 1996 | 4 | 14 | 8 | 2480 | 146 | 26.1
|  | 1996 | 4 | 14 | 9 | 2481 | 340 | 27.6
|  | 1996 | 4 | 14 | 10 | 2482 | 536 | 29
|  | 1996 | 4 | 14 | 11 | 2483 | 630 | 30.4
|  | 1996 | 4 | 14 | 12 | 2484 | 655 | 31.7
|  | 1996 | 4 | 14 | 13 | 2485 | 616 | 33.1
|  | 1996 | 4 | 14 | 14 | 2486 | 582 | 32.9
|  | 1996 | 4 | 14 | 15 | 2487 | 501 | 32.6
|  | 1996 | 4 | 14 | 16 | 2488 | 380 | 32.4
|  | 1996 | 4 | 14 | 17 | 2489 | 229 | 32.2
|  | 1996 | 4 | 14 | 18 | 2490 | 78 | 32
|  | 1996 | 4 | 14 | 19 | 2491 | 4 | 30.8
|  | 1996 | 4 | 14 | 20 | 2492 | 0 | 30.2
|  | 1996 | 4 | 14 | 21 | 2493 | 0 | 29.6
|  | 1996 | 4 | 14 | 22 | 2494 | 0 | 29
|  | 1996 | 4 | 14 | 23 | 2495 | 0 | 28.6
|  | 1996 | 4 | 14 | 24 | 2496 | 0 | 28.2
|  | 1996 | 4 | 15 | 1 | 2497 | 0 | 27.8
|  | 1996 | 4 | 15 | 2 | 2498 | 0 | 27.1
|  | 1996 | 4 | 15 | 3 | 2499 | 0 | 26.4
|  | 1996 | 4 | 15 | 4 | 2500 | 0 | 25.7
|  | 1996 | 4 | 15 | 5 | 2501 | 0 | 25.7
|  | 1996 | 4 | 15 | 6 | 2502 | 0 | 25.7
|  | 1996 | 4 | 15 | 7 | 2503 | 15 | 25.7
|  | 1996 | 4 | 15 | 8 | 2504 | 122 | 27.3
|  | 1996 | 4 | 15 | 9 | 2505 | 231 | 28.9
|  | 1996 | 4 | 15 | 10 | 2506 | 291 | 30.5
|  | 1996 | 4 | 15 | 11 | 2507 | 484 | 31.9
|  | 1996 | 4 | 15 | 12 | 2508 | 654 | 33.4
|  | 1996 | 4 | 15 | 13 | 2509 | 766 | 34.8
|  | 1996 | 4 | 15 | 14 | 2510 | 632 | 33.5
|  | 1996 | 4 | 15 | 15 | 2511 | 450 | 32.1
|  | 1996 | 4 | 15 | 16 | 2512 | 255 | 30.8
|  | 1996 | 4 | 15 | 17 | 2513 | 206 | 31
|  | 1996 | 4 | 15 | 18 | 2514 | 85 | 31.1
|  | 1996 | 4 | 15 | 19 | 2515 | 5 | 31.3
|  | 1996 | 4 | 15 | 20 | 2516 | 0 | 30.6
|  | 1996 | 4 | 15 | 21 | 2517 | 0 | 30
|  | 1996 | 4 | 15 | 22 | 2518 | 0 | 29.3
|  | 1996 | 4 | 15 | 23 | 2519 | 0 | 28.9
|  | 1996 | 4 | 15 | 24 | 2520 | 0 | 28.6
|  | 1996 | 4 | 16 | 1 | 2521 | 0 | 28.2
|  | 1996 | 4 | 16 | 2 | 2522 | 0 | 28
|  | 1996 | 4 | 16 | 3 | 2523 | 0 | 27.7
|  | 1996 | 4 | 16 | 4 | 2524 | 0 | 27.5
|  | 1996 | 4 | 16 | 5 | 2525 | 0 | 27.3
|  | 1996 | 4 | 16 | 6 | 2526 | 0 | 27.2
|  | 1996 | 4 | 16 | 7 | 2527 | 23 | 27
|  | 1996 | 4 | 16 | 8 | 2528 | 195 | 28.9
|  | 1996 | 4 | 16 | 9 | 2529 | 417 | 30.9
|  | 1996 | 4 | 16 | 10 | 2530 | 617 | 32.8
|  | 1996 | 4 | 16 | 11 | 2531 | 739 | 33.2
|  | 1996 | 4 | 16 | 12 | 2532 | 789 | 33.6
|  | 1996 | 4 | 16 | 13 | 2533 | 767 | 34
|  | 1996 | 4 | 16 | 14 | 2534 | 724 | 34.1
|  | 1996 | 4 | 16 | 15 | 2535 | 623 | 34.2
|  | 1996 | 4 | 16 | 16 | 2536 | 472 | 34.3
|  | 1996 | 4 | 16 | 17 | 2537 | 300 | 33.2
|  | 1996 | 4 | 16 | 18 | 2538 | 107 | 32.1
|  | 1996 | 4 | 16 | 19 | 2539 | 6 | 31
|  | 1996 | 4 | 16 | 20 | 2540 | 0 | 30.5
|  | 1996 | 4 | 16 | 21 | 2541 | 0 | 30
|  | 1996 | 4 | 16 | 22 | 2542 | 0 | 29.5
|  | 1996 | 4 | 16 | 23 | 2543 | 0 | 29.5
|  | 1996 | 4 | 16 | 24 | 2544 | 0 | 29.5
|  | 1996 | 4 | 17 | 1 | 2545 | 0 | 29.5
|  | 1996 | 4 | 17 | 2 | 2546 | 0 | 29
|  | 1996 | 4 | 17 | 3 | 2547 | 0 | 28.4
|  | 1996 | 4 | 17 | 4 | 2548 | 0 | 27.9
|  | 1996 | 4 | 17 | 5 | 2549 | 0 | 27.8
|  | 1996 | 4 | 17 | 6 | 2550 | 0 | 27.6
|  | 1996 | 4 | 17 | 7 | 2551 | 21 | 27.5
|  | 1996 | 4 | 17 | 8 | 2552 | 173 | 29.2
|  | 1996 | 4 | 17 | 9 | 2553 | 366 | 30.8
|  | 1996 | 4 | 17 | 10 | 2554 | 540 | 32.5
|  | 1996 | 4 | 17 | 11 | 2555 | 671 | 33.4
|  | 1996 | 4 | 17 | 12 | 2556 | 749 | 34.4
|  | 1996 | 4 | 17 | 13 | 2557 | 767 | 35.3
|  | 1996 | 4 | 17 | 14 | 2558 | 797 | 35.3
|  | 1996 | 4 | 17 | 15 | 2559 | 736 | 35.4
|  | 1996 | 4 | 17 | 16 | 2560 | 587 | 35.4
|  | 1996 | 4 | 17 | 17 | 2561 | 347 | 34.2
|  | 1996 | 4 | 17 | 18 | 2562 | 116 | 33
|  | 1996 | 4 | 17 | 19 | 2563 | 6 | 31.8
|  | 1996 | 4 | 17 | 20 | 2564 | 0 | 31.3
|  | 1996 | 4 | 17 | 21 | 2565 | 0 | 30.7
|  | 1996 | 4 | 17 | 22 | 2566 | 0 | 30.2
|  | 1996 | 4 | 17 | 23 | 2567 | 0 | 30
|  | 1996 | 4 | 17 | 24 | 2568 | 0 | 29.7
|  | 1996 | 4 | 18 | 1 | 2569 | 0 | 29.5
|  | 1996 | 4 | 18 | 2 | 2570 | 0 | 29.1
|  | 1996 | 4 | 18 | 3 | 2571 | 0 | 28.8
|  | 1996 | 4 | 18 | 4 | 2572 | 0 | 28.4
|  | 1996 | 4 | 18 | 5 | 2573 | 0 | 27.9
|  | 1996 | 4 | 18 | 6 | 2574 | 0 | 27.5
|  | 1996 | 4 | 18 | 7 | 2575 | 27 | 27
|  | 1996 | 4 | 18 | 8 | 2576 | 216 | 29
|  | 1996 | 4 | 18 | 9 | 2577 | 456 | 31
|  | 1996 | 4 | 18 | 10 | 2578 | 672 | 33
|  | 1996 | 4 | 18 | 11 | 2579 | 794 | 33.9
|  | 1996 | 4 | 18 | 12 | 2580 | 826 | 34.9
|  | 1996 | 4 | 18 | 13 | 2581 | 768 | 35.8
|  | 1996 | 4 | 18 | 14 | 2582 | 798 | 35.9
|  | 1996 | 4 | 18 | 15 | 2583 | 736 | 35.9
|  | 1996 | 4 | 18 | 16 | 2584 | 586 | 36
|  | 1996 | 4 | 18 | 17 | 2585 | 347 | 34.7
|  | 1996 | 4 | 18 | 18 | 2586 | 116 | 33.3
|  | 1996 | 4 | 18 | 19 | 2587 | 6 | 32
|  | 1996 | 4 | 18 | 20 | 2588 | 0 | 31.4
|  | 1996 | 4 | 18 | 21 | 2589 | 0 | 30.9
|  | 1996 | 4 | 18 | 22 | 2590 | 0 | 30.3
|  | 1996 | 4 | 18 | 23 | 2591 | 0 | 30
|  | 1996 | 4 | 18 | 24 | 2592 | 0 | 29.6
|  | 1996 | 4 | 19 | 1 | 2593 | 0 | 29.3
|  | 1996 | 4 | 19 | 2 | 2594 | 0 | 29
|  | 1996 | 4 | 19 | 3 | 2595 | 0 | 28.7
|  | 1996 | 4 | 19 | 4 | 2596 | 0 | 28.4
|  | 1996 | 4 | 19 | 5 | 2597 | 0 | 28.1
|  | 1996 | 4 | 19 | 6 | 2598 | 0 | 27.8
|  | 1996 | 4 | 19 | 7 | 2599 | 26 | 27.5
|  | 1996 | 4 | 19 | 8 | 2600 | 193 | 29.3
|  | 1996 | 4 | 19 | 9 | 2601 | 387 | 31
|  | 1996 | 4 | 19 | 10 | 2602 | 540 | 32.8
|  | 1996 | 4 | 19 | 11 | 2603 | 670 | 33.5
|  | 1996 | 4 | 19 | 12 | 2604 | 747 | 34.1
|  | 1996 | 4 | 19 | 13 | 2605 | 764 | 34.8
|  | 1996 | 4 | 19 | 14 | 2606 | 721 | 35.1
|  | 1996 | 4 | 19 | 15 | 2607 | 621 | 35.3
|  | 1996 | 4 | 19 | 16 | 2608 | 470 | 35.6
|  | 1996 | 4 | 19 | 17 | 2609 | 268 | 34.5
|  | 1996 | 4 | 19 | 18 | 2610 | 86 | 33.3
|  | 1996 | 4 | 19 | 19 | 2611 | 4 | 32.2
|  | 1996 | 4 | 19 | 20 | 2612 | 0 | 31.7
|  | 1996 | 4 | 19 | 21 | 2613 | 0 | 31.3
|  | 1996 | 4 | 19 | 22 | 2614 | 0 | 30.8
|  | 1996 | 4 | 19 | 23 | 2615 | 0 | 30.3
|  | 1996 | 4 | 19 | 24 | 2616 | 0 | 29.8
|  | 1996 | 4 | 20 | 1 | 2617 | 0 | 29.3
|  | 1996 | 4 | 20 | 2 | 2618 | 0 | 28.9
|  | 1996 | 4 | 20 | 3 | 2619 | 0 | 28.6
|  | 1996 | 4 | 20 | 4 | 2620 | 0 | 28.2
|  | 1996 | 4 | 20 | 5 | 2621 | 0 | 28
|  | 1996 | 4 | 20 | 6 | 2622 | 0 | 27.8
|  | 1996 | 4 | 20 | 7 | 2623 | 23 | 27.6
|  | 1996 | 4 | 20 | 8 | 2624 | 177 | 29.1
|  | 1996 | 4 | 20 | 9 | 2625 | 369 | 30.6
|  | 1996 | 4 | 20 | 10 | 2626 | 541 | 32.1
|  | 1996 | 4 | 20 | 11 | 2627 | 671 | 32.1
|  | 1996 | 4 | 20 | 12 | 2628 | 748 | 32.1
|  | 1996 | 4 | 20 | 13 | 2629 | 766 | 32.1
|  | 1996 | 4 | 20 | 14 | 2630 | 761 | 33.3
|  | 1996 | 4 | 20 | 15 | 2631 | 684 | 34.4
|  | 1996 | 4 | 20 | 16 | 2632 | 538 | 35.6
|  | 1996 | 4 | 20 | 17 | 2633 | 313 | 34.6
|  | 1996 | 4 | 20 | 18 | 2634 | 103 | 33.5
|  | 1996 | 4 | 20 | 19 | 2635 | 5 | 32.5
|  | 1996 | 4 | 20 | 20 | 2636 | 0 | 31.9
|  | 1996 | 4 | 20 | 21 | 2637 | 0 | 31.2
|  | 1996 | 4 | 20 | 22 | 2638 | 0 | 30.6
|  | 1996 | 4 | 20 | 23 | 2639 | 0 | 30.2
|  | 1996 | 4 | 20 | 24 | 2640 | 0 | 29.7
|  | 1996 | 4 | 21 | 1 | 2641 | 0 | 29.3
|  | 1996 | 4 | 21 | 2 | 2642 | 0 | 29
|  | 1996 | 4 | 21 | 3 | 2643 | 0 | 28.7
|  | 1996 | 4 | 21 | 4 | 2644 | 0 | 28.4
|  | 1996 | 4 | 21 | 5 | 2645 | 0 | 28.1
|  | 1996 | 4 | 21 | 6 | 2646 | 0 | 27.8
|  | 1996 | 4 | 21 | 7 | 2647 | 28 | 27.5
|  | 1996 | 4 | 21 | 8 | 2648 | 197 | 29.4
|  | 1996 | 4 | 21 | 9 | 2649 | 390 | 31.3
|  | 1996 | 4 | 21 | 10 | 2650 | 542 | 33.2
|  | 1996 | 4 | 21 | 11 | 2651 | 671 | 33.9
|  | 1996 | 4 | 21 | 12 | 2652 | 747 | 34.5
|  | 1996 | 4 | 21 | 13 | 2653 | 764 | 35.2
|  | 1996 | 4 | 21 | 14 | 2654 | 721 | 35.2
|  | 1996 | 4 | 21 | 15 | 2655 | 620 | 35.3
|  | 1996 | 4 | 21 | 16 | 2656 | 469 | 35.3
|  | 1996 | 4 | 21 | 17 | 2657 | 248 | 34
|  | 1996 | 4 | 21 | 18 | 2658 | 71 | 32.6
|  | 1996 | 4 | 21 | 19 | 2659 | 3 | 31.3
|  | 1996 | 4 | 21 | 20 | 2660 | 0 | 30.2
|  | 1996 | 4 | 21 | 21 | 2661 | 0 | 29.1
|  | 1996 | 4 | 21 | 22 | 2662 | 0 | 28
|  | 1996 | 4 | 21 | 23 | 2663 | 0 | 27.5
|  | 1996 | 4 | 21 | 24 | 2664 | 0 | 27.1
|  | 1996 | 4 | 22 | 1 | 2665 | 0 | 26.6
|  | 1996 | 4 | 22 | 2 | 2666 | 0 | 26.8
|  | 1996 | 4 | 22 | 3 | 2667 | 0 | 26.9
|  | 1996 | 4 | 22 | 4 | 2668 | 0 | 27.1
|  | 1996 | 4 | 22 | 5 | 2669 | 0 | 27
|  | 1996 | 4 | 22 | 6 | 2670 | 0 | 26.8
|  | 1996 | 4 | 22 | 7 | 2671 | 14 | 26.7
|  | 1996 | 4 | 22 | 8 | 2672 | 98 | 27.7
|  | 1996 | 4 | 22 | 9 | 2673 | 202 | 28.6
|  | 1996 | 4 | 22 | 10 | 2674 | 295 | 29.6
|  | 1996 | 4 | 22 | 11 | 2675 | 486 | 29.8
|  | 1996 | 4 | 22 | 12 | 2676 | 655 | 30
|  | 1996 | 4 | 22 | 13 | 2677 | 766 | 30.2
|  | 1996 | 4 | 22 | 14 | 2678 | 678 | 30.1
|  | 1996 | 4 | 22 | 15 | 2679 | 542 | 29.9
|  | 1996 | 4 | 22 | 16 | 2680 | 376 | 29.8
|  | 1996 | 4 | 22 | 17 | 2681 | 205 | 29.4
|  | 1996 | 4 | 22 | 18 | 2682 | 62 | 29
|  | 1996 | 4 | 22 | 19 | 2683 | 3 | 28.5
|  | 1996 | 4 | 22 | 20 | 2684 | 0 | 28.2
|  | 1996 | 4 | 22 | 21 | 2685 | 0 | 27.9
|  | 1996 | 4 | 22 | 22 | 2686 | 0 | 27.6
|  | 1996 | 4 | 22 | 23 | 2687 | 0 | 27.4
|  | 1996 | 4 | 22 | 24 | 2688 | 0 | 27.1
|  | 1996 | 4 | 23 | 1 | 2689 | 0 | 26.9
|  | 1996 | 4 | 23 | 2 | 2690 | 0 | 26.5
|  | 1996 | 4 | 23 | 3 | 2691 | 0 | 26
|  | 1996 | 4 | 23 | 4 | 2692 | 0 | 25.6
|  | 1996 | 4 | 23 | 5 | 2693 | 0 | 25.7
|  | 1996 | 4 | 23 | 6 | 2694 | 0 | 25.9
|  | 1996 | 4 | 23 | 7 | 2695 | 30 | 26
|  | 1996 | 4 | 23 | 8 | 2696 | 200 | 27.8
|  | 1996 | 4 | 23 | 9 | 2697 | 393 | 29.6
|  | 1996 | 4 | 23 | 10 | 2698 | 544 | 31.4
|  | 1996 | 4 | 23 | 11 | 2699 | 587 | 30.9
|  | 1996 | 4 | 23 | 12 | 2700 | 538 | 30.5
|  | 1996 | 4 | 23 | 13 | 2701 | 412 | 30
|  | 1996 | 4 | 23 | 14 | 2702 | 518 | 30.7
|  | 1996 | 4 | 23 | 15 | 2703 | 540 | 31.4
|  | 1996 | 4 | 23 | 16 | 2704 | 468 | 32.1
|  | 1996 | 4 | 23 | 17 | 2705 | 283 | 31.7
|  | 1996 | 4 | 23 | 18 | 2706 | 98 | 31.3
|  | 1996 | 4 | 23 | 19 | 2707 | 6 | 30.9
|  | 1996 | 4 | 23 | 20 | 2708 | 0 | 30.5
|  | 1996 | 4 | 23 | 21 | 2709 | 0 | 30
|  | 1996 | 4 | 23 | 22 | 2710 | 0 | 29.6
|  | 1996 | 4 | 23 | 23 | 2711 | 0 | 29.4
|  | 1996 | 4 | 23 | 24 | 2712 | 0 | 29.2
|  | 1996 | 4 | 24 | 1 | 2713 | 0 | 29
|  | 1996 | 4 | 24 | 2 | 2714 | 0 | 28.8
|  | 1996 | 4 | 24 | 3 | 2715 | 0 | 28.5
|  | 1996 | 4 | 24 | 4 | 2716 | 0 | 28.3
|  | 1996 | 4 | 24 | 5 | 2717 | 0 | 27.9
|  | 1996 | 4 | 24 | 6 | 2718 | 0 | 27.6
|  | 1996 | 4 | 24 | 7 | 2719 | 27 | 27.2
|  | 1996 | 4 | 24 | 8 | 2720 | 183 | 29.1
|  | 1996 | 4 | 24 | 9 | 2721 | 374 | 30.9
|  | 1996 | 4 | 24 | 10 | 2722 | 545 | 32.8
|  | 1996 | 4 | 24 | 11 | 2723 | 674 | 33.6
|  | 1996 | 4 | 24 | 12 | 2724 | 749 | 34.4
|  | 1996 | 4 | 24 | 13 | 2725 | 766 | 35.2
|  | 1996 | 4 | 24 | 14 | 2726 | 759 | 35.3
|  | 1996 | 4 | 24 | 15 | 2727 | 682 | 35.4
|  | 1996 | 4 | 24 | 16 | 2728 | 536 | 35.5
|  | 1996 | 4 | 24 | 17 | 2729 | 336 | 34.5
|  | 1996 | 4 | 24 | 18 | 2730 | 120 | 33.6
|  | 1996 | 4 | 24 | 19 | 2731 | 7 | 32.6
|  | 1996 | 4 | 24 | 20 | 2732 | 0 | 31.9
|  | 1996 | 4 | 24 | 21 | 2733 | 0 | 31.2
|  | 1996 | 4 | 24 | 22 | 2734 | 0 | 30.5
|  | 1996 | 4 | 24 | 23 | 2735 | 0 | 30.2
|  | 1996 | 4 | 24 | 24 | 2736 | 0 | 29.9
|  | 1996 | 4 | 25 | 1 | 2737 | 0 | 29.6
|  | 1996 | 4 | 25 | 2 | 2738 | 0 | 29.3
|  | 1996 | 4 | 25 | 3 | 2739 | 0 | 29
|  | 1996 | 4 | 25 | 4 | 2740 | 0 | 28.8
|  | 1996 | 4 | 25 | 5 | 2741 | 0 | 28.6
|  | 1996 | 4 | 25 | 6 | 2742 | 0 | 28.4
|  | 1996 | 4 | 25 | 7 | 2743 | 28 | 28.2
|  | 1996 | 4 | 25 | 8 | 2744 | 184 | 29
|  | 1996 | 4 | 25 | 9 | 2745 | 375 | 30.7
|  | 1996 | 4 | 25 | 10 | 2746 | 545 | 32.5
|  | 1996 | 4 | 25 | 11 | 2747 | 673 | 33.4
|  | 1996 | 4 | 25 | 12 | 2748 | 748 | 34.4
|  | 1996 | 4 | 25 | 13 | 2749 | 763 | 35.3
|  | 1996 | 4 | 25 | 14 | 2750 | 793 | 35.3
|  | 1996 | 4 | 25 | 15 | 2751 | 732 | 35.4
|  | 1996 | 4 | 25 | 16 | 2752 | 584 | 35.4
|  | 1996 | 4 | 25 | 17 | 2753 | 361 | 34.4
|  | 1996 | 4 | 25 | 18 | 2754 | 128 | 33.5
|  | 1996 | 4 | 25 | 19 | 2755 | 7 | 32.5
|  | 1996 | 4 | 25 | 20 | 2756 | 0 | 31
|  | 1996 | 4 | 25 | 21 | 2757 | 0 | 30.5
|  | 1996 | 4 | 25 | 22 | 2758 | 0 | 30
|  | 1996 | 4 | 25 | 23 | 2759 | 0 | 29.9
|  | 1996 | 4 | 25 | 24 | 2760 | 0 | 29.8
|  | 1996 | 4 | 26 | 1 | 2761 | 0 | 29.7
|  | 1996 | 4 | 26 | 2 | 2762 | 0 | 29.5
|  | 1996 | 4 | 26 | 3 | 2763 | 0 | 29.2
|  | 1996 | 4 | 26 | 4 | 2764 | 0 | 29
|  | 1996 | 4 | 26 | 5 | 2765 | 0 | 28.6
|  | 1996 | 4 | 26 | 6 | 2766 | 0 | 28.2
|  | 1996 | 4 | 26 | 7 | 2767 | 36 | 27.8
|  | 1996 | 4 | 26 | 8 | 2768 | 235 | 29.6
|  | 1996 | 4 | 26 | 9 | 2769 | 485 | 31.5
|  | 1996 | 4 | 26 | 10 | 2770 | 715 | 33.3
|  | 1996 | 4 | 26 | 11 | 2771 | 883 | 34.4
|  | 1996 | 4 | 26 | 12 | 2772 | 983 | 35.6
|  | 1996 | 4 | 26 | 13 | 2773 | 1006 | 36.7
|  | 1996 | 4 | 26 | 14 | 2774 | 920 | 36.8
|  | 1996 | 4 | 26 | 15 | 2775 | 757 | 37
|  | 1996 | 4 | 26 | 16 | 2776 | 540 | 35.3
|  | 1996 | 4 | 26 | 17 | 2777 | 315 | 33.8
|  | 1996 | 4 | 26 | 18 | 2778 | 105 | 32.3
|  | 1996 | 4 | 26 | 19 | 2779 | 6 | 30.8
|  | 1996 | 4 | 26 | 20 | 2780 | 0 | 30.6
|  | 1996 | 4 | 26 | 21 | 2781 | 0 | 30.5
|  | 1996 | 4 | 26 | 22 | 2782 | 0 | 30.3
|  | 1996 | 4 | 26 | 23 | 2783 | 0 | 30
|  | 1996 | 4 | 26 | 24 | 2784 | 0 | 29.8
|  | 1996 | 4 | 27 | 1 | 2785 | 0 | 29.5
|  | 1996 | 4 | 27 | 2 | 2786 | 0 | 28.8
|  | 1996 | 4 | 27 | 3 | 2787 | 0 | 28.2
|  | 1996 | 4 | 27 | 4 | 2788 | 0 | 27.5
|  | 1996 | 4 | 27 | 5 | 2789 | 0 | 27.4
|  | 1996 | 4 | 27 | 6 | 2790 | 0 | 27.2
|  | 1996 | 4 | 27 | 7 | 2791 | 34 | 27.1
|  | 1996 | 4 | 27 | 8 | 2792 | 206 | 28.9
|  | 1996 | 4 | 27 | 9 | 2793 | 397 | 30.8
|  | 1996 | 4 | 27 | 10 | 2794 | 546 | 32.6
|  | 1996 | 4 | 27 | 11 | 2795 | 742 | 33.1
|  | 1996 | 4 | 27 | 12 | 2796 | 885 | 33.5
|  | 1996 | 4 | 27 | 13 | 2797 | 950 | 34
|  | 1996 | 4 | 27 | 14 | 2798 | 928 | 34.5
|  | 1996 | 4 | 27 | 15 | 2799 | 818 | 34.9
|  | 1996 | 4 | 27 | 16 | 2800 | 630 | 35.4
|  | 1996 | 4 | 27 | 17 | 2801 | 380 | 34.3
|  | 1996 | 4 | 27 | 18 | 2802 | 132 | 33.1
|  | 1996 | 4 | 27 | 19 | 2803 | 8 | 32
|  | 1996 | 4 | 27 | 20 | 2804 | 0 | 31.3
|  | 1996 | 4 | 27 | 21 | 2805 | 0 | 30.7
|  | 1996 | 4 | 27 | 22 | 2806 | 0 | 30
|  | 1996 | 4 | 27 | 23 | 2807 | 0 | 29.7
|  | 1996 | 4 | 27 | 24 | 2808 | 0 | 29.5
|  | 1996 | 4 | 28 | 1 | 2809 | 0 | 29.2
|  | 1996 | 4 | 28 | 2 | 2810 | 0 | 29.1
|  | 1996 | 4 | 28 | 3 | 2811 | 0 | 29.1
|  | 1996 | 4 | 28 | 4 | 2812 | 0 | 29
|  | 1996 | 4 | 28 | 5 | 2813 | 0 | 29
|  | 1996 | 4 | 28 | 6 | 2814 | 0 | 29
|  | 1996 | 4 | 28 | 7 | 2815 | 40 | 29
|  | 1996 | 4 | 28 | 8 | 2816 | 243 | 30.3
|  | 1996 | 4 | 28 | 9 | 2817 | 481 | 31.5
|  | 1996 | 4 | 28 | 10 | 2818 | 684 | 32.8
|  | 1996 | 4 | 28 | 11 | 2819 | 843 | 34
|  | 1996 | 4 | 28 | 12 | 2820 | 937 | 35.1
|  | 1996 | 4 | 28 | 13 | 2821 | 957 | 36.3
|  | 1996 | 4 | 28 | 14 | 2822 | 900 | 36.9
|  | 1996 | 4 | 28 | 15 | 2823 | 773 | 37.5
|  | 1996 | 4 | 28 | 16 | 2824 | 585 | 38.1
|  | 1996 | 4 | 28 | 17 | 2825 | 362 | 36.1
|  | 1996 | 4 | 28 | 18 | 2826 | 129 | 34
|  | 1996 | 4 | 28 | 19 | 2827 | 8 | 32
|  | 1996 | 4 | 28 | 20 | 2828 | 0 | 31.4
|  | 1996 | 4 | 28 | 21 | 2829 | 0 | 30.7
|  | 1996 | 4 | 28 | 22 | 2830 | 0 | 30.1
|  | 1996 | 4 | 28 | 23 | 2831 | 0 | 30
|  | 1996 | 4 | 28 | 24 | 2832 | 0 | 29.8
|  | 1996 | 4 | 29 | 1 | 2833 | 0 | 29.7
|  | 1996 | 4 | 29 | 2 | 2834 | 0 | 29.6
|  | 1996 | 4 | 29 | 3 | 2835 | 0 | 29.4
|  | 1996 | 4 | 29 | 4 | 2836 | 0 | 29.3
|  | 1996 | 4 | 29 | 5 | 2837 | 0 | 28.6
|  | 1996 | 4 | 29 | 6 | 2838 | 0 | 28
|  | 1996 | 4 | 29 | 7 | 2839 | 31 | 27.3
|  | 1996 | 4 | 29 | 8 | 2840 | 209 | 29.2
|  | 1996 | 4 | 29 | 9 | 2841 | 450 | 31
|  | 1996 | 4 | 29 | 10 | 2842 | 685 | 32.9
|  | 1996 | 4 | 29 | 11 | 2843 | 874 | 33.9
|  | 1996 | 4 | 29 | 12 | 2844 | 993 | 35
|  | 1996 | 4 | 29 | 13 | 2845 | 1028 | 36
|  | 1996 | 4 | 29 | 14 | 2846 | 961 | 36.8
|  | 1996 | 4 | 29 | 15 | 2847 | 819 | 37.7
|  | 1996 | 4 | 29 | 16 | 2848 | 614 | 38.5
|  | 1996 | 4 | 29 | 17 | 2849 | 368 | 36.7
|  | 1996 | 4 | 29 | 18 | 2850 | 127 | 34.8
|  | 1996 | 4 | 29 | 19 | 2851 | 7 | 33
|  | 1996 | 4 | 29 | 20 | 2852 | 0 | 32.2
|  | 1996 | 4 | 29 | 21 | 2853 | 0 | 31.5
|  | 1996 | 4 | 29 | 22 | 2854 | 0 | 30.7
|  | 1996 | 4 | 29 | 23 | 2855 | 0 | 30.5
|  | 1996 | 4 | 29 | 24 | 2856 | 0 | 30.2
|  | 1996 | 4 | 30 | 1 | 2857 | 0 | 30
|  | 1996 | 4 | 30 | 2 | 2858 | 0 | 29.9
|  | 1996 | 4 | 30 | 3 | 2859 | 0 | 29.8
|  | 1996 | 4 | 30 | 4 | 2860 | 0 | 29.7
|  | 1996 | 4 | 30 | 5 | 2861 | 0 | 29.7
|  | 1996 | 4 | 30 | 6 | 2862 | 0 | 29.8
|  | 1996 | 4 | 30 | 7 | 2863 | 42 | 29.8
|  | 1996 | 4 | 30 | 8 | 2864 | 245 | 30.9
|  | 1996 | 4 | 30 | 9 | 2865 | 482 | 32
|  | 1996 | 4 | 30 | 10 | 2866 | 683 | 33.1
|  | 1996 | 4 | 30 | 11 | 2867 | 841 | 34
|  | 1996 | 4 | 30 | 12 | 2868 | 934 | 35
|  | 1996 | 4 | 30 | 13 | 2869 | 955 | 36.4
|  | 1996 | 4 | 30 | 14 | 2870 | 917 | 37.2
|  | 1996 | 4 | 30 | 15 | 2871 | 801 | 38
|  | 1996 | 4 | 30 | 16 | 2872 | 616 | 38.2
|  | 1996 | 4 | 30 | 17 | 2873 | 374 | 36.7
|  | 1996 | 4 | 30 | 18 | 2874 | 132 | 35.2
|  | 1996 | 4 | 30 | 19 | 2875 | 8 | 33.4
|  | 1996 | 4 | 30 | 20 | 2876 | 0 | 32.6
|  | 1996 | 4 | 30 | 21 | 2877 | 0 | 31.8
|  | 1996 | 4 | 30 | 22 | 2878 | 0 | 31.1
|  | 1996 | 4 | 30 | 23 | 2879 | 0 | 30.5
|  | 1996 | 4 | 30 | 24 | 2880 | 0 | 29.9
|  | 1987 | 5 | 1 | 1 | 2881 | 0 | 29.4
|  | 1987 | 5 | 1 | 2 | 2882 | 0 | 28.9
|  | 1987 | 5 | 1 | 3 | 2883 | 0 | 28.5
|  | 1987 | 5 | 1 | 4 | 2884 | 0 | 28.1
|  | 1987 | 5 | 1 | 5 | 2885 | 0 | 27.7
|  | 1987 | 5 | 1 | 6 | 2886 | 0 | 27.3
|  | 1987 | 5 | 1 | 7 | 2887 | 38 | 27.2
|  | 1987 | 5 | 1 | 8 | 2888 | 203 | 29.2
|  | 1987 | 5 | 1 | 9 | 2889 | 390 | 31.2
|  | 1987 | 5 | 1 | 10 | 2890 | 555 | 33.2
|  | 1987 | 5 | 1 | 11 | 2891 | 637 | 33.6
|  | 1987 | 5 | 1 | 12 | 2892 | 655 | 33.9
|  | 1987 | 5 | 1 | 13 | 2893 | 612 | 34.3
|  | 1987 | 5 | 1 | 14 | 2894 | 629 | 34.6
|  | 1987 | 5 | 1 | 15 | 2895 | 584 | 34.9
|  | 1987 | 5 | 1 | 16 | 2896 | 475 | 35.2
|  | 1987 | 5 | 1 | 17 | 2897 | 278 | 34.3
|  | 1987 | 5 | 1 | 18 | 2898 | 97 | 33.3
|  | 1987 | 5 | 1 | 19 | 2899 | 6 | 32.4
|  | 1987 | 5 | 1 | 20 | 2900 | 0 | 31.8
|  | 1987 | 5 | 1 | 21 | 2901 | 0 | 31.1
|  | 1987 | 5 | 1 | 22 | 2902 | 0 | 30.5
|  | 1987 | 5 | 1 | 23 | 2903 | 0 | 30.1
|  | 1987 | 5 | 1 | 24 | 2904 | 0 | 29.8
|  | 1987 | 5 | 2 | 1 | 2905 | 0 | 29.4
|  | 1987 | 5 | 2 | 2 | 2906 | 0 | 28.9
|  | 1987 | 5 | 2 | 3 | 2907 | 0 | 28.5
|  | 1987 | 5 | 2 | 4 | 2908 | 0 | 28
|  | 1987 | 5 | 2 | 5 | 2909 | 0 | 27.9
|  | 1987 | 5 | 2 | 6 | 2910 | 0 | 27.7
|  | 1987 | 5 | 2 | 7 | 2911 | 31 | 27.6
|  | 1987 | 5 | 2 | 8 | 2912 | 205 | 29.4
|  | 1987 | 5 | 2 | 9 | 2913 | 449 | 31.3
|  | 1987 | 5 | 2 | 10 | 2914 | 692 | 33.1
|  | 1987 | 5 | 2 | 11 | 2915 | 845 | 33.1
|  | 1987 | 5 | 2 | 12 | 2916 | 859 | 34.4
|  | 1987 | 5 | 2 | 13 | 2917 | 764 | 35.7
|  | 1987 | 5 | 2 | 14 | 2918 | 721 | 35.9
|  | 1987 | 5 | 2 | 15 | 2919 | 623 | 36
|  | 1987 | 5 | 2 | 16 | 2920 | 477 | 36.2
|  | 1987 | 5 | 2 | 17 | 2921 | 297 | 35.3
|  | 1987 | 5 | 2 | 18 | 2922 | 111 | 34.5
|  | 1987 | 5 | 2 | 19 | 2923 | 7 | 33.6
|  | 1987 | 5 | 2 | 20 | 2924 | 0 | 32.6
|  | 1987 | 5 | 2 | 21 | 2925 | 0 | 31.5
|  | 1987 | 5 | 2 | 22 | 2926 | 0 | 30.5
|  | 1987 | 5 | 2 | 23 | 2927 | 0 | 30.2
|  | 1987 | 5 | 2 | 24 | 2928 | 0 | 29.8
|  | 1987 | 5 | 3 | 1 | 2929 | 0 | 29.5
|  | 1987 | 5 | 3 | 2 | 2930 | 0 | 29.1
|  | 1987 | 5 | 3 | 3 | 2931 | 0 | 28.8
|  | 1987 | 5 | 3 | 4 | 2932 | 0 | 28.4
|  | 1987 | 5 | 3 | 5 | 2933 | 0 | 28
|  | 1987 | 5 | 3 | 6 | 2934 | 0 | 27.7
|  | 1987 | 5 | 3 | 7 | 2935 | 49 | 27.3
|  | 1987 | 5 | 3 | 8 | 2936 | 250 | 29.4
|  | 1987 | 5 | 3 | 9 | 2937 | 464 | 31.4
|  | 1987 | 5 | 3 | 10 | 2938 | 637 | 33.5
|  | 1987 | 5 | 3 | 11 | 2939 | 748 | 34.3
|  | 1987 | 5 | 3 | 12 | 2940 | 791 | 35.2
|  | 1987 | 5 | 3 | 13 | 2941 | 765 | 36
|  | 1987 | 5 | 3 | 14 | 2942 | 721 | 37
|  | 1987 | 5 | 3 | 15 | 2943 | 623 | 36.5
|  | 1987 | 5 | 3 | 16 | 2944 | 477 | 36
|  | 1987 | 5 | 3 | 17 | 2945 | 279 | 34.5
|  | 1987 | 5 | 3 | 18 | 2946 | 97 | 33
|  | 1987 | 5 | 3 | 19 | 2947 | 6 | 31.5
|  | 1987 | 5 | 3 | 20 | 2948 | 0 | 31.2
|  | 1987 | 5 | 3 | 21 | 2949 | 0 | 30.8
|  | 1987 | 5 | 3 | 22 | 2950 | 0 | 30.5
|  | 1987 | 5 | 3 | 23 | 2951 | 0 | 30.1
|  | 1987 | 5 | 3 | 24 | 2952 | 0 | 29.7
|  | 1987 | 5 | 4 | 1 | 2953 | 0 | 29.3
|  | 1987 | 5 | 4 | 2 | 2954 | 0 | 28.7
|  | 1987 | 5 | 4 | 3 | 2955 | 0 | 28
|  | 1987 | 5 | 4 | 4 | 2956 | 0 | 27.4
|  | 1987 | 5 | 4 | 5 | 2957 | 0 | 27.1
|  | 1987 | 5 | 4 | 6 | 2958 | 0 | 26.9
|  | 1987 | 5 | 4 | 7 | 2959 | 40 | 26.6
|  | 1987 | 5 | 4 | 8 | 2960 | 206 | 28.8
|  | 1987 | 5 | 4 | 9 | 2961 | 393 | 30.9
|  | 1987 | 5 | 4 | 10 | 2962 | 556 | 33.1
|  | 1987 | 5 | 4 | 11 | 2963 | 678 | 34.1
|  | 1987 | 5 | 4 | 12 | 2964 | 750 | 35
|  | 1987 | 5 | 4 | 13 | 2965 | 764 | 36
|  | 1987 | 5 | 4 | 14 | 2966 | 721 | 36.1
|  | 1987 | 5 | 4 | 15 | 2967 | 622 | 36.1
|  | 1987 | 5 | 4 | 16 | 2968 | 477 | 36.2
|  | 1987 | 5 | 4 | 17 | 2969 | 297 | 34.9
|  | 1987 | 5 | 4 | 18 | 2970 | 112 | 33.5
|  | 1987 | 5 | 4 | 19 | 2971 | 7 | 32.2
|  | 1987 | 5 | 4 | 20 | 2972 | 0 | 31.7
|  | 1987 | 5 | 4 | 21 | 2973 | 0 | 31.3
|  | 1987 | 5 | 4 | 22 | 2974 | 0 | 30.8
|  | 1987 | 5 | 4 | 23 | 2975 | 0 | 30.5
|  | 1987 | 5 | 4 | 24 | 2976 | 0 | 30.3
|  | 1987 | 5 | 5 | 1 | 2977 | 0 | 30
|  | 1987 | 5 | 5 | 2 | 2978 | 0 | 29.5
|  | 1987 | 5 | 5 | 3 | 2979 | 0 | 29
|  | 1987 | 5 | 5 | 4 | 2980 | 0 | 28.5
|  | 1987 | 5 | 5 | 5 | 2981 | 0 | 28.2
|  | 1987 | 5 | 5 | 6 | 2982 | 0 | 27.8
|  | 1987 | 5 | 5 | 7 | 2983 | 33 | 27.5
|  | 1987 | 5 | 5 | 8 | 2984 | 150 | 26.6
|  | 1987 | 5 | 5 | 9 | 2985 | 250 | 25.7
|  | 1987 | 5 | 5 | 10 | 2986 | 302 | 24.8
|  | 1987 | 5 | 5 | 11 | 2987 | 367 | 25.2
|  | 1987 | 5 | 5 | 12 | 2988 | 405 | 25.6
|  | 1987 | 5 | 5 | 13 | 2989 | 412 | 26
|  | 1987 | 5 | 5 | 14 | 2990 | 389 | 27.3
|  | 1987 | 5 | 5 | 15 | 2991 | 335 | 28.5
|  | 1987 | 5 | 5 | 16 | 2992 | 257 | 29.8
|  | 1987 | 5 | 5 | 17 | 2993 | 160 | 29.3
|  | 1987 | 5 | 5 | 18 | 2994 | 61 | 28.9
|  | 1987 | 5 | 5 | 19 | 2995 | 4 | 28.4
|  | 1987 | 5 | 5 | 20 | 2996 | 0 | 27.8
|  | 1987 | 5 | 5 | 21 | 2997 | 0 | 27.1
|  | 1987 | 5 | 5 | 22 | 2998 | 0 | 26.5
|  | 1987 | 5 | 5 | 23 | 2999 | 0 | 26.3
|  | 1987 | 5 | 5 | 24 | 3000 | 0 | 26.1
|  | 1987 | 5 | 6 | 1 | 3001 | 0 | 25.9
|  | 1987 | 5 | 6 | 2 | 3002 | 0 | 25.7
|  | 1987 | 5 | 6 | 3 | 3003 | 0 | 25.4
|  | 1987 | 5 | 6 | 4 | 3004 | 0 | 25.2
|  | 1987 | 5 | 6 | 5 | 3005 | 0 | 25.3
|  | 1987 | 5 | 6 | 6 | 3006 | 0 | 25.4
|  | 1987 | 5 | 6 | 7 | 3007 | 55 | 25.5
|  | 1987 | 5 | 6 | 8 | 3008 | 268 | 27.4
|  | 1987 | 5 | 6 | 9 | 3009 | 500 | 29.4
|  | 1987 | 5 | 6 | 10 | 3010 | 693 | 31.3
|  | 1987 | 5 | 6 | 11 | 3011 | 825 | 32.3
|  | 1987 | 5 | 6 | 12 | 3012 | 886 | 33.3
|  | 1987 | 5 | 6 | 13 | 3013 | 874 | 34.3
|  | 1987 | 5 | 6 | 14 | 3014 | 793 | 34.7
|  | 1987 | 5 | 6 | 15 | 3015 | 655 | 35
|  | 1987 | 5 | 6 | 16 | 3016 | 476 | 35.4
|  | 1987 | 5 | 6 | 17 | 3017 | 280 | 33.3
|  | 1987 | 5 | 6 | 18 | 3018 | 99 | 31.1
|  | 1987 | 5 | 6 | 19 | 3019 | 6 | 29
|  | 1987 | 5 | 6 | 20 | 3020 | 0 | 28.8
|  | 1987 | 5 | 6 | 21 | 3021 | 0 | 28.6
|  | 1987 | 5 | 6 | 22 | 3022 | 0 | 28.4
|  | 1987 | 5 | 6 | 23 | 3023 | 0 | 28.3
|  | 1987 | 5 | 6 | 24 | 3024 | 0 | 28.1
|  | 1987 | 5 | 7 | 1 | 3025 | 0 | 28
|  | 1987 | 5 | 7 | 2 | 3026 | 0 | 27.7
|  | 1987 | 5 | 7 | 3 | 3027 | 0 | 27.5
|  | 1987 | 5 | 7 | 4 | 3028 | 0 | 27.2
|  | 1987 | 5 | 7 | 5 | 3029 | 0 | 27
|  | 1987 | 5 | 7 | 6 | 3030 | 0 | 26.7
|  | 1987 | 5 | 7 | 7 | 3031 | 49 | 26.5
|  | 1987 | 5 | 7 | 8 | 3032 | 247 | 28.6
|  | 1987 | 5 | 7 | 9 | 3033 | 479 | 30.7
|  | 1987 | 5 | 7 | 10 | 3034 | 691 | 32.8
|  | 1987 | 5 | 7 | 11 | 3035 | 842 | 33.6
|  | 1987 | 5 | 7 | 12 | 3036 | 930 | 34.4
|  | 1987 | 5 | 7 | 13 | 3037 | 949 | 35.2
|  | 1987 | 5 | 7 | 14 | 3038 | 894 | 35
|  | 1987 | 5 | 7 | 15 | 3039 | 772 | 34.9
|  | 1987 | 5 | 7 | 16 | 3040 | 591 | 34.7
|  | 1987 | 5 | 7 | 17 | 3041 | 351 | 33.5
|  | 1987 | 5 | 7 | 18 | 3042 | 124 | 32.4
|  | 1987 | 5 | 7 | 19 | 3043 | 8 | 31.2
|  | 1987 | 5 | 7 | 20 | 3044 | 0 | 30.1
|  | 1987 | 5 | 7 | 21 | 3045 | 0 | 29.1
|  | 1987 | 5 | 7 | 22 | 3046 | 0 | 28
|  | 1987 | 5 | 7 | 23 | 3047 | 0 | 27.8
|  | 1987 | 5 | 7 | 24 | 3048 | 0 | 27.5
|  | 1987 | 5 | 8 | 1 | 3049 | 0 | 27.3
|  | 1987 | 5 | 8 | 2 | 3050 | 0 | 26.9
|  | 1987 | 5 | 8 | 3 | 3051 | 0 | 26.6
|  | 1987 | 5 | 8 | 4 | 3052 | 0 | 26.2
|  | 1987 | 5 | 8 | 5 | 3053 | 0 | 26.3
|  | 1987 | 5 | 8 | 6 | 3054 | 0 | 26.3
|  | 1987 | 5 | 8 | 7 | 3055 | 35 | 26.4
|  | 1987 | 5 | 8 | 8 | 3056 | 168 | 28.4
|  | 1987 | 5 | 8 | 9 | 3057 | 316 | 30.4
|  | 1987 | 5 | 8 | 10 | 3058 | 445 | 32.4
|  | 1987 | 5 | 8 | 11 | 3059 | 542 | 33.1
|  | 1987 | 5 | 8 | 12 | 3060 | 598 | 33.9
|  | 1987 | 5 | 8 | 13 | 3061 | 609 | 34.6
|  | 1987 | 5 | 8 | 14 | 3062 | 674 | 34.5
|  | 1987 | 5 | 8 | 15 | 3063 | 653 | 34.4
|  | 1987 | 5 | 8 | 16 | 3064 | 545 | 34.3
|  | 1987 | 5 | 8 | 17 | 3065 | 328 | 33.7
|  | 1987 | 5 | 8 | 18 | 3066 | 120 | 33.1
|  | 1987 | 5 | 8 | 19 | 3067 | 8 | 32.5
|  | 1987 | 5 | 8 | 20 | 3068 | 0 | 31.8
|  | 1987 | 5 | 8 | 21 | 3069 | 0 | 31.1
|  | 1987 | 5 | 8 | 22 | 3070 | 0 | 30.4
|  | 1987 | 5 | 8 | 23 | 3071 | 0 | 29.9
|  | 1987 | 5 | 8 | 24 | 3072 | 0 | 29.3
|  | 1987 | 5 | 9 | 1 | 3073 | 0 | 28.8
|  | 1987 | 5 | 9 | 2 | 3074 | 0 | 28.4
|  | 1987 | 5 | 9 | 3 | 3075 | 0 | 28
|  | 1987 | 5 | 9 | 4 | 3076 | 0 | 27.6
|  | 1987 | 5 | 9 | 5 | 3077 | 0 | 27.5
|  | 1987 | 5 | 9 | 6 | 3078 | 0 | 27.5
|  | 1987 | 5 | 9 | 7 | 3079 | 44 | 27.4
|  | 1987 | 5 | 9 | 8 | 3080 | 168 | 26.9
|  | 1987 | 5 | 9 | 9 | 3081 | 214 | 26.5
|  | 1987 | 5 | 9 | 10 | 3082 | 300 | 31.3
|  | 1987 | 5 | 9 | 11 | 3083 | 365 | 29.7
|  | 1987 | 5 | 9 | 12 | 3084 | 403 | 28.1
|  | 1987 | 5 | 9 | 13 | 3085 | 411 | 26.5
|  | 1987 | 5 | 9 | 14 | 3086 | 454 | 28.1
|  | 1987 | 5 | 9 | 15 | 3087 | 445 | 29.8
|  | 1987 | 5 | 9 | 16 | 3088 | 379 | 31.4
|  | 1987 | 5 | 9 | 17 | 3089 | 238 | 31.1
|  | 1987 | 5 | 9 | 18 | 3090 | 91 | 30.9
|  | 1987 | 5 | 9 | 19 | 3091 | 6 | 30.6
|  | 1987 | 5 | 9 | 20 | 3092 | 0 | 29.9
|  | 1987 | 5 | 9 | 21 | 3093 | 0 | 29.3
|  | 1987 | 5 | 9 | 22 | 3094 | 0 | 28.6
|  | 1987 | 5 | 9 | 23 | 3095 | 0 | 28.3
|  | 1987 | 5 | 9 | 24 | 3096 | 0 | 28
|  | 1987 | 5 | 10 | 1 | 3097 | 0 | 27.7
|  | 1987 | 5 | 10 | 2 | 3098 | 0 | 27.5
|  | 1987 | 5 | 10 | 3 | 3099 | 0 | 27.2
|  | 1987 | 5 | 10 | 4 | 3100 | 0 | 26.9
|  | 1987 | 5 | 10 | 5 | 3101 | 0 | 26.8
|  | 1987 | 5 | 10 | 6 | 3102 | 0 | 26.8
|  | 1987 | 5 | 10 | 7 | 3103 | 45 | 26.7
|  | 1987 | 5 | 10 | 8 | 3104 | 211 | 28.4
|  | 1987 | 5 | 10 | 9 | 3105 | 395 | 30.1
|  | 1987 | 5 | 10 | 10 | 3106 | 556 | 31.8
|  | 1987 | 5 | 10 | 11 | 3107 | 676 | 33.1
|  | 1987 | 5 | 10 | 12 | 3108 | 746 | 34.3
|  | 1987 | 5 | 10 | 13 | 3109 | 760 | 35.6
|  | 1987 | 5 | 10 | 14 | 3110 | 716 | 35.7
|  | 1987 | 5 | 10 | 15 | 3111 | 619 | 35.7
|  | 1987 | 5 | 10 | 16 | 3112 | 475 | 35.8
|  | 1987 | 5 | 10 | 17 | 3113 | 280 | 34.7
|  | 1987 | 5 | 10 | 18 | 3114 | 100 | 33.6
|  | 1987 | 5 | 10 | 19 | 3115 | 6 | 32.5
|  | 1987 | 5 | 10 | 20 | 3116 | 0 | 31.9
|  | 1987 | 5 | 10 | 21 | 3117 | 0 | 31.4
|  | 1987 | 5 | 10 | 22 | 3118 | 0 | 30.8
|  | 1987 | 5 | 10 | 23 | 3119 | 0 | 30.5
|  | 1987 | 5 | 10 | 24 | 3120 | 0 | 30.1
|  | 1987 | 5 | 11 | 1 | 3121 | 0 | 29.8
|  | 1987 | 5 | 11 | 2 | 3122 | 0 | 28.9
|  | 1987 | 5 | 11 | 3 | 3123 | 0 | 27.9
|  | 1987 | 5 | 11 | 4 | 3124 | 0 | 27
|  | 1987 | 5 | 11 | 5 | 3125 | 0 | 26.9
|  | 1987 | 5 | 11 | 6 | 3126 | 0 | 26.9
|  | 1987 | 5 | 11 | 7 | 3127 | 36 | 26.8
|  | 1987 | 5 | 11 | 8 | 3128 | 169 | 28.7
|  | 1987 | 5 | 11 | 9 | 3129 | 317 | 30.5
|  | 1987 | 5 | 11 | 10 | 3130 | 446 | 32.4
|  | 1987 | 5 | 11 | 11 | 3131 | 541 | 33.1
|  | 1987 | 5 | 11 | 12 | 3132 | 597 | 33.9
|  | 1987 | 5 | 11 | 13 | 3133 | 607 | 34.6
|  | 1987 | 5 | 11 | 14 | 3134 | 624 | 35.2
|  | 1987 | 5 | 11 | 15 | 3135 | 580 | 35.7
|  | 1987 | 5 | 11 | 16 | 3136 | 473 | 36.3
|  | 1987 | 5 | 11 | 17 | 3137 | 313 | 35.1
|  | 1987 | 5 | 11 | 18 | 3138 | 126 | 33.9
|  | 1987 | 5 | 11 | 19 | 3139 | 9 | 32.7
|  | 1987 | 5 | 11 | 20 | 3140 | 0 | 32.2
|  | 1987 | 5 | 11 | 21 | 3141 | 0 | 31.7
|  | 1987 | 5 | 11 | 22 | 3142 | 0 | 31.2
|  | 1987 | 5 | 11 | 23 | 3143 | 0 | 29.6
|  | 1987 | 5 | 11 | 24 | 3144 | 0 | 28
|  | 1987 | 5 | 12 | 1 | 3145 | 0 | 26.4
|  | 1987 | 5 | 12 | 2 | 3146 | 0 | 26.2
|  | 1987 | 5 | 12 | 3 | 3147 | 0 | 26
|  | 1987 | 5 | 12 | 4 | 3148 | 0 | 25.8
|  | 1987 | 5 | 12 | 5 | 3149 | 0 | 26
|  | 1987 | 5 | 12 | 6 | 3150 | 0 | 26.2
|  | 1987 | 5 | 12 | 7 | 3151 | 37 | 26.4
|  | 1987 | 5 | 12 | 8 | 3152 | 212 | 28.1
|  | 1987 | 5 | 12 | 9 | 3153 | 453 | 29.8
|  | 1987 | 5 | 12 | 10 | 3154 | 692 | 31.5
|  | 1987 | 5 | 12 | 11 | 3155 | 841 | 32.8
|  | 1987 | 5 | 12 | 12 | 3156 | 927 | 34.1
|  | 1987 | 5 | 12 | 13 | 3157 | 945 | 35.4
|  | 1987 | 5 | 12 | 14 | 3158 | 889 | 35.8
|  | 1987 | 5 | 12 | 15 | 3159 | 767 | 36.2
|  | 1987 | 5 | 12 | 16 | 3160 | 588 | 36.6
|  | 1987 | 5 | 12 | 17 | 3161 | 340 | 35.8
|  | 1987 | 5 | 12 | 18 | 3162 | 115 | 35
|  | 1987 | 5 | 12 | 19 | 3163 | 7 | 27.4
|  | 1987 | 5 | 12 | 20 | 3164 | 0 | 27.2
|  | 1987 | 5 | 12 | 21 | 3165 | 0 | 27
|  | 1987 | 5 | 12 | 22 | 3166 | 0 | 26.8
|  | 1987 | 5 | 12 | 23 | 3167 | 0 | 26.8
|  | 1987 | 5 | 12 | 24 | 3168 | 0 | 26.7
|  | 1987 | 5 | 13 | 1 | 3169 | 0 | 26.7
|  | 1987 | 5 | 13 | 2 | 3170 | 0 | 26.5
|  | 1987 | 5 | 13 | 3 | 3171 | 0 | 26.3
|  | 1987 | 5 | 13 | 4 | 3172 | 0 | 26.1
|  | 1987 | 5 | 13 | 5 | 3173 | 0 | 26.1
|  | 1987 | 5 | 13 | 6 | 3174 | 0 | 26.2
|  | 1987 | 5 | 13 | 7 | 3175 | 46 | 26.2
|  | 1987 | 5 | 13 | 8 | 3176 | 234 | 28
|  | 1987 | 5 | 13 | 9 | 3177 | 468 | 29.9
|  | 1987 | 5 | 13 | 10 | 3178 | 692 | 31.7
|  | 1987 | 5 | 13 | 11 | 3179 | 841 | 32.6
|  | 1987 | 5 | 13 | 12 | 3180 | 927 | 33.5
|  | 1987 | 5 | 13 | 13 | 3181 | 944 | 34.4
|  | 1987 | 5 | 13 | 14 | 3182 | 889 | 35
|  | 1987 | 5 | 13 | 15 | 3183 | 768 | 35.6
|  | 1987 | 5 | 13 | 16 | 3184 | 590 | 36.2
|  | 1987 | 5 | 13 | 17 | 3185 | 362 | 35.1
|  | 1987 | 5 | 13 | 18 | 3186 | 136 | 33.9
|  | 1987 | 5 | 13 | 19 | 3187 | 9 | 32.8
|  | 1987 | 5 | 13 | 20 | 3188 | 0 | 32.2
|  | 1987 | 5 | 13 | 21 | 3189 | 0 | 31.6
|  | 1987 | 5 | 13 | 22 | 3190 | 0 | 31
|  | 1987 | 5 | 13 | 23 | 3191 | 0 | 30
|  | 1987 | 5 | 13 | 24 | 3192 | 0 | 29
|  | 1987 | 5 | 14 | 1 | 3193 | 0 | 28
|  | 1987 | 5 | 14 | 2 | 3194 | 0 | 27.7
|  | 1987 | 5 | 14 | 3 | 3195 | 0 | 27.4
|  | 1987 | 5 | 14 | 4 | 3196 | 0 | 27.1
|  | 1987 | 5 | 14 | 5 | 3197 | 0 | 27.1
|  | 1987 | 5 | 14 | 6 | 3198 | 0 | 27
|  | 1987 | 5 | 14 | 7 | 3199 | 58 | 27
|  | 1987 | 5 | 14 | 8 | 3200 | 252 | 28.7
|  | 1987 | 5 | 14 | 9 | 3201 | 435 | 30.5
|  | 1987 | 5 | 14 | 10 | 3202 | 554 | 32.2
|  | 1987 | 5 | 14 | 11 | 3203 | 634 | 32
|  | 1987 | 5 | 14 | 12 | 3204 | 650 | 31.7
|  | 1987 | 5 | 14 | 13 | 3205 | 608 | 31.5
|  | 1987 | 5 | 14 | 14 | 3206 | 625 | 32.7
|  | 1987 | 5 | 14 | 15 | 3207 | 581 | 33.8
|  | 1987 | 5 | 14 | 16 | 3208 | 475 | 35
|  | 1987 | 5 | 14 | 17 | 3209 | 298 | 33.9
|  | 1987 | 5 | 14 | 18 | 3210 | 116 | 32.9
|  | 1987 | 5 | 14 | 19 | 3211 | 8 | 31.8
|  | 1987 | 5 | 14 | 20 | 3212 | 0 | 31.4
|  | 1987 | 5 | 14 | 21 | 3213 | 0 | 31
|  | 1987 | 5 | 14 | 22 | 3214 | 0 | 30.6
|  | 1987 | 5 | 14 | 23 | 3215 | 0 | 30.2
|  | 1987 | 5 | 14 | 24 | 3216 | 0 | 29.9
|  | 1987 | 5 | 15 | 1 | 3217 | 0 | 29.5
|  | 1987 | 5 | 15 | 2 | 3218 | 0 | 28.8
|  | 1987 | 5 | 15 | 3 | 3219 | 0 | 28
|  | 1987 | 5 | 15 | 4 | 3220 | 0 | 27.3
|  | 1987 | 5 | 15 | 5 | 3221 | 0 | 27.5
|  | 1987 | 5 | 15 | 6 | 3222 | 0 | 27.8
|  | 1987 | 5 | 15 | 7 | 3223 | 47 | 28
|  | 1987 | 5 | 15 | 8 | 3224 | 213 | 29.2
|  | 1987 | 5 | 15 | 9 | 3225 | 396 | 30.3
|  | 1987 | 5 | 15 | 10 | 3226 | 555 | 31.5
|  | 1987 | 5 | 15 | 11 | 3227 | 711 | 34
|  | 1987 | 5 | 15 | 12 | 3228 | 819 | 34.5
|  | 1987 | 5 | 15 | 13 | 3229 | 867 | 35
|  | 1987 | 5 | 15 | 14 | 3230 | 787 | 35.1
|  | 1987 | 5 | 15 | 15 | 3231 | 651 | 35.1
|  | 1987 | 5 | 15 | 16 | 3232 | 475 | 35.2
|  | 1987 | 5 | 15 | 17 | 3233 | 299 | 34.2
|  | 1987 | 5 | 15 | 18 | 3234 | 117 | 33.2
|  | 1987 | 5 | 15 | 19 | 3235 | 9 | 32.2
|  | 1987 | 5 | 15 | 20 | 3236 | 0 | 31.7
|  | 1987 | 5 | 15 | 21 | 3237 | 0 | 31.1
|  | 1987 | 5 | 15 | 22 | 3238 | 0 | 30.6
|  | 1987 | 5 | 15 | 23 | 3239 | 0 | 30.4
|  | 1987 | 5 | 15 | 24 | 3240 | 0 | 30.2
|  | 1987 | 5 | 16 | 1 | 3241 | 0 | 30
|  | 1987 | 5 | 16 | 2 | 3242 | 0 | 29.5
|  | 1987 | 5 | 16 | 3 | 3243 | 0 | 29
|  | 1987 | 5 | 16 | 4 | 3244 | 0 | 28.5
|  | 1987 | 5 | 16 | 5 | 3245 | 0 | 27.9
|  | 1987 | 5 | 16 | 6 | 3246 | 0 | 27.4
|  | 1987 | 5 | 16 | 7 | 3247 | 48 | 26.8
|  | 1987 | 5 | 16 | 8 | 3248 | 201 | 28.3
|  | 1987 | 5 | 16 | 9 | 3249 | 347 | 29.9
|  | 1987 | 5 | 16 | 10 | 3250 | 445 | 31.4
|  | 1987 | 5 | 16 | 11 | 3251 | 635 | 32.3
|  | 1987 | 5 | 16 | 12 | 3252 | 785 | 33.1
|  | 1987 | 5 | 16 | 13 | 3253 | 869 | 34
|  | 1987 | 5 | 16 | 14 | 3254 | 788 | 34.7
|  | 1987 | 5 | 16 | 15 | 3255 | 652 | 35.3
|  | 1987 | 5 | 16 | 16 | 3256 | 475 | 36
|  | 1987 | 5 | 16 | 17 | 3257 | 299 | 34
|  | 1987 | 5 | 16 | 18 | 3258 | 117 | 32
|  | 1987 | 5 | 16 | 19 | 3259 | 9 | 31.5
|  | 1987 | 5 | 16 | 20 | 3260 | 0 | 31.2
|  | 1987 | 5 | 16 | 21 | 3261 | 0 | 30.9
|  | 1987 | 5 | 16 | 22 | 3262 | 0 | 30.6
|  | 1987 | 5 | 16 | 23 | 3263 | 0 | 29.9
|  | 1987 | 5 | 16 | 24 | 3264 | 0 | 29.1
|  | 1987 | 5 | 17 | 1 | 3265 | 0 | 28.4
|  | 1987 | 5 | 17 | 2 | 3266 | 0 | 28.2
|  | 1987 | 5 | 17 | 3 | 3267 | 0 | 28
|  | 1987 | 5 | 17 | 4 | 3268 | 0 | 27.8
|  | 1987 | 5 | 17 | 5 | 3269 | 0 | 27.9
|  | 1987 | 5 | 17 | 6 | 3270 | 0 | 28.1
|  | 1987 | 5 | 17 | 7 | 3271 | 48 | 28.2
|  | 1987 | 5 | 17 | 8 | 3272 | 201 | 29.3
|  | 1987 | 5 | 17 | 9 | 3273 | 347 | 30.4
|  | 1987 | 5 | 17 | 10 | 3274 | 446 | 31.5
|  | 1987 | 5 | 17 | 11 | 3275 | 590 | 32.8
|  | 1987 | 5 | 17 | 12 | 3276 | 699 | 34
|  | 1987 | 5 | 17 | 13 | 3277 | 756 | 35.3
|  | 1987 | 5 | 17 | 14 | 3278 | 713 | 36.4
|  | 1987 | 5 | 17 | 15 | 3279 | 616 | 37.4
|  | 1987 | 5 | 17 | 16 | 3280 | 475 | 38.5
|  | 1987 | 5 | 17 | 17 | 3281 | 300 | 36.9
|  | 1987 | 5 | 17 | 18 | 3282 | 118 | 35.4
|  | 1987 | 5 | 17 | 19 | 3283 | 9 | 33.8
|  | 1987 | 5 | 17 | 20 | 3284 | 0 | 32.3
|  | 1987 | 5 | 17 | 21 | 3285 | 0 | 30.7
|  | 1987 | 5 | 17 | 22 | 3286 | 0 | 29.2
|  | 1987 | 5 | 17 | 23 | 3287 | 0 | 29.1
|  | 1987 | 5 | 17 | 24 | 3288 | 0 | 29
|  | 1987 | 5 | 18 | 1 | 3289 | 0 | 28.9
|  | 1987 | 5 | 18 | 2 | 3290 | 0 | 28.6
|  | 1987 | 5 | 18 | 3 | 3291 | 0 | 28.3
|  | 1987 | 5 | 18 | 4 | 3292 | 0 | 28
|  | 1987 | 5 | 18 | 5 | 3293 | 0 | 28
|  | 1987 | 5 | 18 | 6 | 3294 | 0 | 28
|  | 1987 | 5 | 18 | 7 | 3295 | 39 | 28
|  | 1987 | 5 | 18 | 8 | 3296 | 172 | 29.6
|  | 1987 | 5 | 18 | 9 | 3297 | 317 | 31.3
|  | 1987 | 5 | 18 | 10 | 3298 | 444 | 32.9
|  | 1987 | 5 | 18 | 11 | 3299 | 485 | 30.8
|  | 1987 | 5 | 18 | 12 | 3300 | 470 | 28.6
|  | 1987 | 5 | 18 | 13 | 3301 | 407 | 26.5
|  | 1987 | 5 | 18 | 14 | 3302 | 384 | 27.6
|  | 1987 | 5 | 18 | 15 | 3303 | 332 | 28.6
|  | 1987 | 5 | 18 | 16 | 3304 | 256 | 29.7
|  | 1987 | 5 | 18 | 17 | 3305 | 162 | 29.5
|  | 1987 | 5 | 18 | 18 | 3306 | 64 | 29.4
|  | 1987 | 5 | 18 | 19 | 3307 | 5 | 29.2
|  | 1987 | 5 | 18 | 20 | 3308 | 0 | 28.9
|  | 1987 | 5 | 18 | 21 | 3309 | 0 | 28.7
|  | 1987 | 5 | 18 | 22 | 3310 | 0 | 28.4
|  | 1987 | 5 | 18 | 23 | 3311 | 0 | 28
|  | 1987 | 5 | 18 | 24 | 3312 | 0 | 27.6
|  | 1987 | 5 | 19 | 1 | 3313 | 0 | 27.2
|  | 1987 | 5 | 19 | 2 | 3314 | 0 | 26.6
|  | 1987 | 5 | 19 | 3 | 3315 | 0 | 25.9
|  | 1987 | 5 | 19 | 4 | 3316 | 0 | 25.3
|  | 1987 | 5 | 19 | 5 | 3317 | 0 | 25.9
|  | 1987 | 5 | 19 | 6 | 3318 | 0 | 26.5
|  | 1987 | 5 | 19 | 7 | 3319 | 39 | 27.1
|  | 1987 | 5 | 19 | 8 | 3320 | 187 | 28.8
|  | 1987 | 5 | 19 | 9 | 3321 | 372 | 30.5
|  | 1987 | 5 | 19 | 10 | 3322 | 554 | 32.2
|  | 1987 | 5 | 19 | 11 | 3323 | 587 | 31.6
|  | 1987 | 5 | 19 | 12 | 3324 | 534 | 31.1
|  | 1987 | 5 | 19 | 13 | 3325 | 408 | 30.5
|  | 1987 | 5 | 19 | 14 | 3326 | 451 | 30.4
|  | 1987 | 5 | 19 | 15 | 3327 | 443 | 30.3
|  | 1987 | 5 | 19 | 16 | 3328 | 379 | 30.2
|  | 1987 | 5 | 19 | 17 | 3329 | 216 | 30.3
|  | 1987 | 5 | 19 | 18 | 3330 | 75 | 30.4
|  | 1987 | 5 | 19 | 19 | 3331 | 5 | 30.5
|  | 1987 | 5 | 19 | 20 | 3332 | 0 | 29.6
|  | 1987 | 5 | 19 | 21 | 3333 | 0 | 28.6
|  | 1987 | 5 | 19 | 22 | 3334 | 0 | 27.7
|  | 1987 | 5 | 19 | 23 | 3335 | 0 | 27.1
|  | 1987 | 5 | 19 | 24 | 3336 | 0 | 26.6
|  | 1987 | 5 | 20 | 1 | 3337 | 0 | 26
|  | 1987 | 5 | 20 | 2 | 3338 | 0 | 25.9
|  | 1987 | 5 | 20 | 3 | 3339 | 0 | 25.8
|  | 1987 | 5 | 20 | 4 | 3340 | 0 | 25.7
|  | 1987 | 5 | 20 | 5 | 3341 | 0 | 25.7
|  | 1987 | 5 | 20 | 6 | 3342 | 0 | 25.6
|  | 1987 | 5 | 20 | 7 | 3343 | 40 | 25.6
|  | 1987 | 5 | 20 | 8 | 3344 | 172 | 27.3
|  | 1987 | 5 | 20 | 9 | 3345 | 317 | 28.9
|  | 1987 | 5 | 20 | 10 | 3346 | 444 | 30.6
|  | 1987 | 5 | 20 | 11 | 3347 | 587 | 31.7
|  | 1987 | 5 | 20 | 12 | 3348 | 696 | 32.7
|  | 1987 | 5 | 20 | 13 | 3349 | 754 | 33.8
|  | 1987 | 5 | 20 | 14 | 3350 | 710 | 33.5
|  | 1987 | 5 | 20 | 15 | 3351 | 614 | 33.3
|  | 1987 | 5 | 20 | 16 | 3352 | 473 | 33
|  | 1987 | 5 | 20 | 17 | 3353 | 282 | 31.1
|  | 1987 | 5 | 20 | 18 | 3354 | 104 | 29.3
|  | 1987 | 5 | 20 | 19 | 3355 | 7 | 27.4
|  | 1987 | 5 | 20 | 20 | 3356 | 0 | 27.7
|  | 1987 | 5 | 20 | 21 | 3357 | 0 | 28.1
|  | 1987 | 5 | 20 | 22 | 3358 | 0 | 28.4
|  | 1987 | 5 | 20 | 23 | 3359 | 0 | 28.1
|  | 1987 | 5 | 20 | 24 | 3360 | 0 | 27.8
|  | 1987 | 5 | 21 | 1 | 3361 | 0 | 27.5
|  | 1987 | 5 | 21 | 2 | 3362 | 0 | 27.2
|  | 1987 | 5 | 21 | 3 | 3363 | 0 | 26.9
|  | 1987 | 5 | 21 | 4 | 3364 | 0 | 26.6
|  | 1987 | 5 | 21 | 5 | 3365 | 0 | 26.7
|  | 1987 | 5 | 21 | 6 | 3366 | 0 | 26.9
|  | 1987 | 5 | 21 | 7 | 3367 | 40 | 27
|  | 1987 | 5 | 21 | 8 | 3368 | 188 | 28.5
|  | 1987 | 5 | 21 | 9 | 3369 | 372 | 30.1
|  | 1987 | 5 | 21 | 10 | 3370 | 553 | 31.6
|  | 1987 | 5 | 21 | 11 | 3371 | 586 | 32.4
|  | 1987 | 5 | 21 | 12 | 3372 | 533 | 33.2
|  | 1987 | 5 | 21 | 13 | 3373 | 407 | 34
|  | 1987 | 5 | 21 | 14 | 3374 | 451 | 34.2
|  | 1987 | 5 | 21 | 15 | 3375 | 445 | 34.4
|  | 1987 | 5 | 21 | 16 | 3376 | 382 | 34.6
|  | 1987 | 5 | 21 | 17 | 3377 | 242 | 33.1
|  | 1987 | 5 | 21 | 18 | 3378 | 96 | 31.7
|  | 1987 | 5 | 21 | 19 | 3379 | 8 | 30.2
|  | 1987 | 5 | 21 | 20 | 3380 | 0 | 30.2
|  | 1987 | 5 | 21 | 21 | 3381 | 0 | 29.6
|  | 1987 | 5 | 21 | 22 | 3382 | 0 | 29
|  | 1987 | 5 | 21 | 23 | 3383 | 0 | 27.9
|  | 1987 | 5 | 21 | 24 | 3384 | 0 | 26.7
|  | 1987 | 5 | 22 | 1 | 3385 | 0 | 25.6
|  | 1987 | 5 | 22 | 2 | 3386 | 0 | 25.6
|  | 1987 | 5 | 22 | 3 | 3387 | 0 | 25.7
|  | 1987 | 5 | 22 | 4 | 3388 | 0 | 25.7
|  | 1987 | 5 | 22 | 5 | 3389 | 0 | 25.8
|  | 1987 | 5 | 22 | 6 | 3390 | 0 | 26
|  | 1987 | 5 | 22 | 7 | 3391 | 27 | 26.1
|  | 1987 | 5 | 22 | 8 | 3392 | 116 | 27.4
|  | 1987 | 5 | 22 | 9 | 3393 | 214 | 28.7
|  | 1987 | 5 | 22 | 10 | 3394 | 299 | 30
|  | 1987 | 5 | 22 | 11 | 3395 | 425 | 31.2
|  | 1987 | 5 | 22 | 12 | 3396 | 533 | 32.3
|  | 1987 | 5 | 22 | 13 | 3397 | 603 | 33.5
|  | 1987 | 5 | 22 | 14 | 3398 | 512 | 33.2
|  | 1987 | 5 | 22 | 15 | 3399 | 389 | 32.8
|  | 1987 | 5 | 22 | 16 | 3400 | 255 | 32.5
|  | 1987 | 5 | 22 | 17 | 3401 | 162 | 32
|  | 1987 | 5 | 22 | 18 | 3402 | 65 | 31.5
|  | 1987 | 5 | 22 | 19 | 3403 | 5 | 31
|  | 1987 | 5 | 22 | 20 | 3404 | 0 | 30.9
|  | 1987 | 5 | 22 | 21 | 3405 | 0 | 30.7
|  | 1987 | 5 | 22 | 22 | 3406 | 0 | 30.6
|  | 1987 | 5 | 22 | 23 | 3407 | 0 | 29.4
|  | 1987 | 5 | 22 | 24 | 3408 | 0 | 28.2
|  | 1987 | 5 | 23 | 1 | 3409 | 0 | 27
|  | 1987 | 5 | 23 | 2 | 3410 | 0 | 26.5
|  | 1987 | 5 | 23 | 3 | 3411 | 0 | 26.1
|  | 1987 | 5 | 23 | 4 | 3412 | 0 | 25.6
|  | 1987 | 5 | 23 | 5 | 3413 | 0 | 25.9
|  | 1987 | 5 | 23 | 6 | 3414 | 0 | 26.2
|  | 1987 | 5 | 23 | 7 | 3415 | 40 | 26.5
|  | 1987 | 5 | 23 | 8 | 3416 | 173 | 27.9
|  | 1987 | 5 | 23 | 9 | 3417 | 317 | 29.2
|  | 1987 | 5 | 23 | 10 | 3418 | 442 | 30.6
|  | 1987 | 5 | 23 | 11 | 3419 | 585 | 31.6
|  | 1987 | 5 | 23 | 12 | 3420 | 694 | 32.5
|  | 1987 | 5 | 23 | 13 | 3421 | 751 | 33.5
|  | 1987 | 5 | 23 | 14 | 3422 | 667 | 33.6
|  | 1987 | 5 | 23 | 15 | 3423 | 537 | 33.7
|  | 1987 | 5 | 23 | 16 | 3424 | 380 | 33.8
|  | 1987 | 5 | 23 | 17 | 3425 | 241 | 32.7
|  | 1987 | 5 | 23 | 18 | 3426 | 97 | 31.5
|  | 1987 | 5 | 23 | 19 | 3427 | 8 | 30.4
|  | 1987 | 5 | 23 | 20 | 3428 | 0 | 30
|  | 1987 | 5 | 23 | 21 | 3429 | 0 | 29.7
|  | 1987 | 5 | 23 | 22 | 3430 | 0 | 29.3
|  | 1987 | 5 | 23 | 23 | 3431 | 0 | 27.7
|  | 1987 | 5 | 23 | 24 | 3432 | 0 | 26
|  | 1987 | 5 | 24 | 1 | 3433 | 0 | 24.4
|  | 1987 | 5 | 24 | 2 | 3434 | 0 | 24.3
|  | 1987 | 5 | 24 | 3 | 3435 | 0 | 24.3
|  | 1987 | 5 | 24 | 4 | 3436 | 0 | 24.2
|  | 1987 | 5 | 24 | 5 | 3437 | 0 | 24.4
|  | 1987 | 5 | 24 | 6 | 3438 | 0 | 24.6
|  | 1987 | 5 | 24 | 7 | 3439 | 27 | 24.8
|  | 1987 | 5 | 24 | 8 | 3440 | 117 | 25.8
|  | 1987 | 5 | 24 | 9 | 3441 | 214 | 26.8
|  | 1987 | 5 | 24 | 10 | 3442 | 299 | 27.8
|  | 1987 | 5 | 24 | 11 | 3443 | 363 | 29
|  | 1987 | 5 | 24 | 12 | 3444 | 399 | 30.3
|  | 1987 | 5 | 24 | 13 | 3445 | 406 | 31.5
|  | 1987 | 5 | 24 | 14 | 3446 | 450 | 31.8
|  | 1987 | 5 | 24 | 15 | 3447 | 443 | 32.2
|  | 1987 | 5 | 24 | 16 | 3448 | 380 | 32.5
|  | 1987 | 5 | 24 | 17 | 3449 | 264 | 32
|  | 1987 | 5 | 24 | 18 | 3450 | 115 | 31.4
|  | 1987 | 5 | 24 | 19 | 3451 | 10 | 30.9
|  | 1987 | 5 | 24 | 20 | 3452 | 0 | 29.4
|  | 1987 | 5 | 24 | 21 | 3453 | 0 | 27.9
|  | 1987 | 5 | 24 | 22 | 3454 | 0 | 26.4
|  | 1987 | 5 | 24 | 23 | 3455 | 0 | 26.3
|  | 1987 | 5 | 24 | 24 | 3456 | 0 | 26.2
|  | 1987 | 5 | 25 | 1 | 3457 | 0 | 26.1
|  | 1987 | 5 | 25 | 2 | 3458 | 0 | 26
|  | 1987 | 5 | 25 | 3 | 3459 | 0 | 25.9
|  | 1987 | 5 | 25 | 4 | 3460 | 0 | 25.8
|  | 1987 | 5 | 25 | 5 | 3461 | 0 | 26
|  | 1987 | 5 | 25 | 6 | 3462 | 0 | 26
|  | 1987 | 5 | 25 | 7 | 3463 | 51 | 26.1
|  | 1987 | 5 | 25 | 8 | 3464 | 117 | 27.4
|  | 1987 | 5 | 25 | 9 | 3465 | 269 | 28.6
|  | 1987 | 5 | 25 | 10 | 3466 | 443 | 29.9
|  | 1987 | 5 | 25 | 11 | 3467 | 483 | 30.6
|  | 1987 | 5 | 25 | 12 | 3468 | 468 | 31.3
|  | 1987 | 5 | 25 | 13 | 3469 | 405 | 32
|  | 1987 | 5 | 25 | 14 | 3470 | 382 | 31
|  | 1987 | 5 | 25 | 15 | 3471 | 331 | 30
|  | 1987 | 5 | 25 | 16 | 3472 | 256 | 29
|  | 1987 | 5 | 25 | 17 | 3473 | 163 | 29
|  | 1987 | 5 | 25 | 18 | 3474 | 66 | 29
|  | 1987 | 5 | 25 | 19 | 3475 | 5 | 29
|  | 1987 | 5 | 25 | 20 | 3476 | 0 | 27.5
|  | 1987 | 5 | 25 | 21 | 3477 | 0 | 26
|  | 1987 | 5 | 25 | 22 | 3478 | 0 | 24.5
|  | 1987 | 5 | 25 | 23 | 3479 | 0 | 24.7
|  | 1987 | 5 | 25 | 24 | 3480 | 0 | 24.8
|  | 1987 | 5 | 26 | 1 | 3481 | 0 | 25
|  | 1987 | 5 | 26 | 2 | 3482 | 0 | 24.9
|  | 1987 | 5 | 26 | 3 | 3483 | 0 | 24.7
|  | 1987 | 5 | 26 | 4 | 3484 | 0 | 24.6
|  | 1987 | 5 | 26 | 5 | 3485 | 0 | 24.8
|  | 1987 | 5 | 26 | 6 | 3486 | 0 | 25
|  | 1987 | 5 | 26 | 7 | 3487 | 58 | 25.2
|  | 1987 | 5 | 26 | 8 | 3488 | 228 | 26.5
|  | 1987 | 5 | 26 | 9 | 3489 | 372 | 27.9
|  | 1987 | 5 | 26 | 10 | 3490 | 443 | 29.2
|  | 1987 | 5 | 26 | 11 | 3491 | 585 | 29.3
|  | 1987 | 5 | 26 | 12 | 3492 | 693 | 29.5
|  | 1987 | 5 | 26 | 13 | 3493 | 750 | 29.6
|  | 1987 | 5 | 26 | 14 | 3494 | 666 | 30.4
|  | 1987 | 5 | 26 | 15 | 3495 | 536 | 31.2
|  | 1987 | 5 | 26 | 16 | 3496 | 380 | 32
|  | 1987 | 5 | 26 | 17 | 3497 | 265 | 31.8
|  | 1987 | 5 | 26 | 18 | 3498 | 116 | 31.7
|  | 1987 | 5 | 26 | 19 | 3499 | 10 | 31.5
|  | 1987 | 5 | 26 | 20 | 3500 | 0 | 30.3
|  | 1987 | 5 | 26 | 21 | 3501 | 0 | 29.2
|  | 1987 | 5 | 26 | 22 | 3502 | 0 | 28
|  | 1987 | 5 | 26 | 23 | 3503 | 0 | 27.9
|  | 1987 | 5 | 26 | 24 | 3504 | 0 | 27.7
|  | 1987 | 5 | 27 | 1 | 3505 | 0 | 27.6
|  | 1987 | 5 | 27 | 2 | 3506 | 0 | 27.2
|  | 1987 | 5 | 27 | 3 | 3507 | 0 | 26.8
|  | 1987 | 5 | 27 | 4 | 3508 | 0 | 26.4
|  | 1987 | 5 | 27 | 5 | 3509 | 0 | 26.5
|  | 1987 | 5 | 27 | 6 | 3510 | 0 | 26.5
|  | 1987 | 5 | 27 | 7 | 3511 | 41 | 26.6
|  | 1987 | 5 | 27 | 8 | 3512 | 189 | 28.3
|  | 1987 | 5 | 27 | 9 | 3513 | 372 | 30.1
|  | 1987 | 5 | 27 | 10 | 3514 | 553 | 31.8
|  | 1987 | 5 | 27 | 11 | 3515 | 630 | 32.1
|  | 1987 | 5 | 27 | 12 | 3516 | 645 | 32.3
|  | 1987 | 5 | 27 | 13 | 3517 | 602 | 32.6
|  | 1987 | 5 | 27 | 14 | 3518 | 667 | 32.7
|  | 1987 | 5 | 27 | 15 | 3519 | 647 | 32.9
|  | 1987 | 5 | 27 | 16 | 3520 | 544 | 33
|  | 1987 | 5 | 27 | 17 | 3521 | 334 | 32.2
|  | 1987 | 5 | 27 | 18 | 3522 | 131 | 31.3
|  | 1987 | 5 | 27 | 19 | 3523 | 10 | 30.5
|  | 1987 | 5 | 27 | 20 | 3524 | 0 | 29.7
|  | 1987 | 5 | 27 | 21 | 3525 | 0 | 28.8
|  | 1987 | 5 | 27 | 22 | 3526 | 0 | 28
|  | 1987 | 5 | 27 | 23 | 3527 | 0 | 27.8
|  | 1987 | 5 | 27 | 24 | 3528 | 0 | 27.6
|  | 1987 | 5 | 28 | 1 | 3529 | 0 | 27.4
|  | 1987 | 5 | 28 | 2 | 3530 | 0 | 27.3
|  | 1987 | 5 | 28 | 3 | 3531 | 0 | 27.2
|  | 1987 | 5 | 28 | 4 | 3532 | 0 | 27.1
|  | 1987 | 5 | 28 | 5 | 3533 | 0 | 27.1
|  | 1987 | 5 | 28 | 6 | 3534 | 0 | 27
|  | 1987 | 5 | 28 | 7 | 3535 | 41 | 27
|  | 1987 | 5 | 28 | 8 | 3536 | 173 | 28.2
|  | 1987 | 5 | 28 | 9 | 3537 | 317 | 29.4
|  | 1987 | 5 | 28 | 10 | 3538 | 443 | 30.6
|  | 1987 | 5 | 28 | 11 | 3539 | 585 | 31.5
|  | 1987 | 5 | 28 | 12 | 3540 | 693 | 32.3
|  | 1987 | 5 | 28 | 13 | 3541 | 750 | 33.2
|  | 1987 | 5 | 28 | 14 | 3542 | 619 | 33.5
|  | 1987 | 5 | 28 | 15 | 3543 | 443 | 33.8
|  | 1987 | 5 | 28 | 16 | 3544 | 257 | 34.1
|  | 1987 | 5 | 28 | 17 | 3545 | 219 | 33.2
|  | 1987 | 5 | 28 | 18 | 3546 | 109 | 32.3
|  | 1987 | 5 | 28 | 19 | 3547 | 11 | 31.4
|  | 1987 | 5 | 28 | 20 | 3548 | 0 | 30.4
|  | 1987 | 5 | 28 | 21 | 3549 | 0 | 29.5
|  | 1987 | 5 | 28 | 22 | 3550 | 0 | 28.5
|  | 1987 | 5 | 28 | 23 | 3551 | 0 | 28.3
|  | 1987 | 5 | 28 | 24 | 3552 | 0 | 28.2
|  | 1987 | 5 | 29 | 1 | 3553 | 0 | 28
|  | 1987 | 5 | 29 | 2 | 3554 | 0 | 27.8
|  | 1987 | 5 | 29 | 3 | 3555 | 0 | 27.5
|  | 1987 | 5 | 29 | 4 | 3556 | 0 | 27.3
|  | 1987 | 5 | 29 | 5 | 3557 | 0 | 27.5
|  | 1987 | 5 | 29 | 6 | 3558 | 0 | 27.7
|  | 1987 | 5 | 29 | 7 | 3559 | 41 | 27.9
|  | 1987 | 5 | 29 | 8 | 3560 | 181 | 28.7
|  | 1987 | 5 | 29 | 9 | 3561 | 345 | 29.6
|  | 1987 | 5 | 29 | 10 | 3562 | 500 | 30.4
|  | 1987 | 5 | 29 | 11 | 3563 | 628 | 31.3
|  | 1987 | 5 | 29 | 12 | 3564 | 714 | 32.1
|  | 1987 | 5 | 29 | 13 | 3565 | 749 | 33
|  | 1987 | 5 | 29 | 14 | 3566 | 665 | 32.8
|  | 1987 | 5 | 29 | 15 | 3567 | 537 | 32.7
|  | 1987 | 5 | 29 | 16 | 3568 | 381 | 32.5
|  | 1987 | 5 | 29 | 17 | 3569 | 266 | 31.7
|  | 1987 | 5 | 29 | 18 | 3570 | 118 | 31
|  | 1987 | 5 | 29 | 19 | 3571 | 11 | 30.2
|  | 1987 | 5 | 29 | 20 | 3572 | 0 | 28.5
|  | 1987 | 5 | 29 | 21 | 3573 | 0 | 26.9
|  | 1987 | 5 | 29 | 22 | 3574 | 0 | 25.2
|  | 1987 | 5 | 29 | 23 | 3575 | 0 | 26
|  | 1987 | 5 | 29 | 24 | 3576 | 0 | 26.7
|  | 1987 | 5 | 30 | 1 | 3577 | 0 | 27.5
|  | 1987 | 5 | 30 | 2 | 3578 | 0 | 28
|  | 1987 | 5 | 30 | 3 | 3579 | 0 | 27.8
|  | 1987 | 5 | 30 | 4 | 3580 | 0 | 27.6
|  | 1987 | 5 | 30 | 5 | 3581 | 0 | 27.7
|  | 1987 | 5 | 30 | 6 | 3582 | 0 | 27.9
|  | 1987 | 5 | 30 | 7 | 3583 | 41 | 28
|  | 1987 | 5 | 30 | 8 | 3584 | 188 | 29.2
|  | 1987 | 5 | 30 | 9 | 3585 | 371 | 30.4
|  | 1987 | 5 | 30 | 10 | 3586 | 550 | 31.6
|  | 1987 | 5 | 30 | 11 | 3587 | 667 | 32.3
|  | 1987 | 5 | 30 | 12 | 3588 | 735 | 33.1
|  | 1987 | 5 | 30 | 13 | 3589 | 748 | 33.8
|  | 1987 | 5 | 30 | 14 | 3590 | 618 | 33.3
|  | 1987 | 5 | 30 | 15 | 3591 | 443 | 32.8
|  | 1987 | 5 | 30 | 16 | 3592 | 257 | 32.3
|  | 1987 | 5 | 30 | 17 | 3593 | 165 | 31.2
|  | 1987 | 5 | 30 | 18 | 3594 | 68 | 30.2
|  | 1987 | 5 | 30 | 19 | 3595 | 6 | 29.1
|  | 1987 | 5 | 30 | 20 | 3596 | 0 | 29.2
|  | 1987 | 5 | 30 | 21 | 3597 | 0 | 29.2
|  | 1987 | 5 | 30 | 22 | 3598 | 0 | 29.3
|  | 1987 | 5 | 30 | 23 | 3599 | 0 | 29
|  | 1987 | 5 | 30 | 24 | 3600 | 0 | 28.6
|  | 1987 | 5 | 31 | 1 | 3601 | 0 | 28.3
|  | 1987 | 5 | 31 | 2 | 3602 | 0 | 28
|  | 1987 | 5 | 31 | 3 | 3603 | 0 | 27.8
|  | 1987 | 5 | 31 | 4 | 3604 | 0 | 27.5
|  | 1987 | 5 | 31 | 5 | 3605 | 0 | 27.8
|  | 1987 | 5 | 31 | 6 | 3606 | 0 | 28.1
|  | 1987 | 5 | 31 | 7 | 3607 | 41 | 28.4
|  | 1987 | 5 | 31 | 8 | 3608 | 173 | 29.6
|  | 1987 | 5 | 31 | 9 | 3609 | 316 | 30.7
|  | 1987 | 5 | 31 | 10 | 3610 | 441 | 31.9
|  | 1987 | 5 | 31 | 11 | 3611 | 534 | 32.3
|  | 1987 | 5 | 31 | 12 | 3612 | 589 | 32.6
|  | 1987 | 5 | 31 | 13 | 3613 | 600 | 33
|  | 1987 | 5 | 31 | 14 | 3614 | 567 | 32.8
|  | 1987 | 5 | 31 | 15 | 3615 | 492 | 32.7
|  | 1987 | 5 | 31 | 16 | 3616 | 381 | 32.5
|  | 1987 | 5 | 31 | 17 | 3617 | 245 | 31.9
|  | 1987 | 5 | 31 | 18 | 3618 | 102 | 31.2
|  | 1987 | 5 | 31 | 19 | 3619 | 9 | 30.5
|  | 1987 | 5 | 31 | 20 | 3620 | 0 | 30.2
|  | 1987 | 5 | 31 | 21 | 3621 | 0 | 29.9
|  | 1987 | 5 | 31 | 22 | 3622 | 0 | 29.7
|  | 1987 | 5 | 31 | 23 | 3623 | 0 | 29.5
|  | 1987 | 5 | 31 | 24 | 3624 | 0 | 29.4
|  | 1995 | 6 | 1 | 1 | 3625 | 0 | 29.4
|  | 1995 | 6 | 1 | 2 | 3626 | 0 | 29.2
|  | 1995 | 6 | 1 | 3 | 3627 | 0 | 28.9
|  | 1995 | 6 | 1 | 4 | 3628 | 0 | 28.6
|  | 1995 | 6 | 1 | 5 | 3629 | 0 | 28.3
|  | 1995 | 6 | 1 | 6 | 3630 | 1 | 28
|  | 1995 | 6 | 1 | 7 | 3631 | 68 | 27.8
|  | 1995 | 6 | 1 | 8 | 3632 | 286 | 29.2
|  | 1995 | 6 | 1 | 9 | 3633 | 525 | 30.7
|  | 1995 | 6 | 1 | 10 | 3634 | 734 | 32.1
|  | 1995 | 6 | 1 | 11 | 3635 | 884 | 33
|  | 1995 | 6 | 1 | 12 | 3636 | 965 | 33.8
|  | 1995 | 6 | 1 | 13 | 3637 | 973 | 34.7
|  | 1995 | 6 | 1 | 14 | 3638 | 894 | 34.9
|  | 1995 | 6 | 1 | 15 | 3639 | 744 | 35.1
|  | 1995 | 6 | 1 | 16 | 3640 | 544 | 35.3
|  | 1995 | 6 | 1 | 17 | 3641 | 360 | 33.8
|  | 1995 | 6 | 1 | 18 | 3642 | 153 | 32.2
|  | 1995 | 6 | 1 | 19 | 3643 | 14 | 30.7
|  | 1995 | 6 | 1 | 20 | 3644 | 0 | 30.5
|  | 1995 | 6 | 1 | 21 | 3645 | 0 | 30.4
|  | 1995 | 6 | 1 | 22 | 3646 | 0 | 30.2
|  | 1995 | 6 | 1 | 23 | 3647 | 0 | 30.2
|  | 1995 | 6 | 1 | 24 | 3648 | 0 | 30.1
|  | 1995 | 6 | 2 | 1 | 3649 | 0 | 30.1
|  | 1995 | 6 | 2 | 2 | 3650 | 0 | 29.5
|  | 1995 | 6 | 2 | 3 | 3651 | 0 | 28.9
|  | 1995 | 6 | 2 | 4 | 3652 | 0 | 28.3
|  | 1995 | 6 | 2 | 5 | 3653 | 0 | 28.2
|  | 1995 | 6 | 2 | 6 | 3654 | 0 | 28.2
|  | 1995 | 6 | 2 | 7 | 3655 | 41 | 28.1
|  | 1995 | 6 | 2 | 8 | 3656 | 172 | 29.4
|  | 1995 | 6 | 2 | 9 | 3657 | 315 | 30.8
|  | 1995 | 6 | 2 | 10 | 3658 | 439 | 32.1
|  | 1995 | 6 | 2 | 11 | 3659 | 665 | 32.9
|  | 1995 | 6 | 2 | 12 | 3660 | 838 | 33.6
|  | 1995 | 6 | 2 | 13 | 3661 | 928 | 34.4
|  | 1995 | 6 | 2 | 14 | 3662 | 877 | 34.9
|  | 1995 | 6 | 2 | 15 | 3663 | 762 | 35.3
|  | 1995 | 6 | 2 | 16 | 3664 | 592 | 35.8
|  | 1995 | 6 | 2 | 17 | 3665 | 349 | 33.8
|  | 1995 | 6 | 2 | 18 | 3666 | 127 | 31.8
|  | 1995 | 6 | 2 | 19 | 3667 | 9 | 29.8
|  | 1995 | 6 | 2 | 20 | 3668 | 0 | 30
|  | 1995 | 6 | 2 | 21 | 3669 | 0 | 30.3
|  | 1995 | 6 | 2 | 22 | 3670 | 0 | 30.7
|  | 1995 | 6 | 2 | 23 | 3671 | 0 | 30.4
|  | 1995 | 6 | 2 | 24 | 3672 | 0 | 30
|  | 1995 | 6 | 3 | 1 | 3673 | 0 | 29.7
|  | 1995 | 6 | 3 | 2 | 3674 | 0 | 29.3
|  | 1995 | 6 | 3 | 3 | 3675 | 0 | 28.9
|  | 1995 | 6 | 3 | 4 | 3676 | 0 | 28.5
|  | 1995 | 6 | 3 | 5 | 3677 | 0 | 28.5
|  | 1995 | 6 | 3 | 6 | 3678 | 1 | 28.6
|  | 1995 | 6 | 3 | 7 | 3679 | 58 | 28.6
|  | 1995 | 6 | 3 | 8 | 3680 | 235 | 29.8
|  | 1995 | 6 | 3 | 9 | 3681 | 412 | 31.1
|  | 1995 | 6 | 3 | 10 | 3682 | 547 | 32.3
|  | 1995 | 6 | 3 | 11 | 3683 | 663 | 33
|  | 1995 | 6 | 3 | 12 | 3684 | 731 | 33.7
|  | 1995 | 6 | 3 | 13 | 3685 | 745 | 34.4
|  | 1995 | 6 | 3 | 14 | 3686 | 662 | 34.4
|  | 1995 | 6 | 3 | 15 | 3687 | 534 | 34.4
|  | 1995 | 6 | 3 | 16 | 3688 | 380 | 34.4
|  | 1995 | 6 | 3 | 17 | 3689 | 245 | 33.6
|  | 1995 | 6 | 3 | 18 | 3690 | 103 | 32.9
|  | 1995 | 6 | 3 | 19 | 3691 | 9 | 32.1
|  | 1995 | 6 | 3 | 20 | 3692 | 0 | 31.6
|  | 1995 | 6 | 3 | 21 | 3693 | 0 | 31.2
|  | 1995 | 6 | 3 | 22 | 3694 | 0 | 30.7
|  | 1995 | 6 | 3 | 23 | 3695 | 0 | 30.1
|  | 1995 | 6 | 3 | 24 | 3696 | 0 | 29.6
|  | 1995 | 6 | 4 | 1 | 3697 | 0 | 29
|  | 1995 | 6 | 4 | 2 | 3698 | 0 | 28.4
|  | 1995 | 6 | 4 | 3 | 3699 | 0 | 27.9
|  | 1995 | 6 | 4 | 4 | 3700 | 0 | 27.3
|  | 1995 | 6 | 4 | 5 | 3701 | 0 | 27.4
|  | 1995 | 6 | 4 | 6 | 3702 | 1 | 27.6
|  | 1995 | 6 | 4 | 7 | 3703 | 50 | 27.7
|  | 1995 | 6 | 4 | 8 | 3704 | 224 | 29.2
|  | 1995 | 6 | 4 | 9 | 3705 | 430 | 30.7
|  | 1995 | 6 | 4 | 10 | 3706 | 624 | 32.2
|  | 1995 | 6 | 4 | 11 | 3707 | 729 | 32.8
|  | 1995 | 6 | 4 | 12 | 3708 | 769 | 33.3
|  | 1995 | 6 | 4 | 13 | 3709 | 744 | 33.9
|  | 1995 | 6 | 4 | 14 | 3710 | 704 | 34
|  | 1995 | 6 | 4 | 15 | 3711 | 612 | 34.1
|  | 1995 | 6 | 4 | 16 | 3712 | 475 | 34.3
|  | 1995 | 6 | 4 | 17 | 3713 | 288 | 33.3
|  | 1995 | 6 | 4 | 18 | 3714 | 112 | 32.2
|  | 1995 | 6 | 4 | 19 | 3715 | 9 | 31.2
|  | 1995 | 6 | 4 | 20 | 3716 | 0 | 30.8
|  | 1995 | 6 | 4 | 21 | 3717 | 0 | 30.4
|  | 1995 | 6 | 4 | 22 | 3718 | 0 | 30
|  | 1995 | 6 | 4 | 23 | 3719 | 0 | 29.7
|  | 1995 | 6 | 4 | 24 | 3720 | 0 | 29.3
|  | 1995 | 6 | 5 | 1 | 3721 | 0 | 28.9
|  | 1995 | 6 | 5 | 2 | 3722 | 0 | 28.4
|  | 1995 | 6 | 5 | 3 | 3723 | 0 | 27.8
|  | 1995 | 6 | 5 | 4 | 3724 | 0 | 27.3
|  | 1995 | 6 | 5 | 5 | 3725 | 0 | 27.5
|  | 1995 | 6 | 5 | 6 | 3726 | 1 | 27.7
|  | 1995 | 6 | 5 | 7 | 3727 | 50 | 27.9
|  | 1995 | 6 | 5 | 8 | 3728 | 212 | 29.2
|  | 1995 | 6 | 5 | 9 | 3729 | 390 | 30.5
|  | 1995 | 6 | 5 | 10 | 3730 | 546 | 31.8
|  | 1995 | 6 | 5 | 11 | 3731 | 662 | 32.5
|  | 1995 | 6 | 5 | 12 | 3732 | 729 | 33.1
|  | 1995 | 6 | 5 | 13 | 3733 | 743 | 33.8
|  | 1995 | 6 | 5 | 14 | 3734 | 703 | 33.7
|  | 1995 | 6 | 5 | 15 | 3735 | 611 | 33.5
|  | 1995 | 6 | 5 | 16 | 3736 | 475 | 33.4
|  | 1995 | 6 | 5 | 17 | 3737 | 288 | 32.6
|  | 1995 | 6 | 5 | 18 | 3738 | 113 | 31.7
|  | 1995 | 6 | 5 | 19 | 3739 | 10 | 30.9
|  | 1995 | 6 | 5 | 20 | 3740 | 0 | 30.8
|  | 1995 | 6 | 5 | 21 | 3741 | 0 | 30.7
|  | 1995 | 6 | 5 | 22 | 3742 | 0 | 30.6
|  | 1995 | 6 | 5 | 23 | 3743 | 0 | 30.4
|  | 1995 | 6 | 5 | 24 | 3744 | 0 | 30.2
|  | 1995 | 6 | 6 | 1 | 3745 | 0 | 30
|  | 1995 | 6 | 6 | 2 | 3746 | 0 | 29.4
|  | 1995 | 6 | 6 | 3 | 3747 | 0 | 28.8
|  | 1995 | 6 | 6 | 4 | 3748 | 0 | 28.2
|  | 1995 | 6 | 6 | 5 | 3749 | 0 | 28.1
|  | 1995 | 6 | 6 | 6 | 3750 | 0 | 27.9
|  | 1995 | 6 | 6 | 7 | 3751 | 40 | 27.8
|  | 1995 | 6 | 6 | 8 | 3752 | 153 | 29.1
|  | 1995 | 6 | 6 | 9 | 3753 | 247 | 30.4
|  | 1995 | 6 | 6 | 10 | 3754 | 294 | 31.7
|  | 1995 | 6 | 6 | 11 | 3755 | 357 | 31.9
|  | 1995 | 6 | 6 | 12 | 3756 | 394 | 32.1
|  | 1995 | 6 | 6 | 13 | 3757 | 401 | 32.3
|  | 1995 | 6 | 6 | 14 | 3758 | 446 | 32.1
|  | 1995 | 6 | 6 | 15 | 3759 | 441 | 32
|  | 1995 | 6 | 6 | 16 | 3760 | 381 | 31.8
|  | 1995 | 6 | 6 | 17 | 3761 | 246 | 31.3
|  | 1995 | 6 | 6 | 18 | 3762 | 104 | 30.8
|  | 1995 | 6 | 6 | 19 | 3763 | 10 | 30.3
|  | 1995 | 6 | 6 | 20 | 3764 | 0 | 30
|  | 1995 | 6 | 6 | 21 | 3765 | 0 | 29.7
|  | 1995 | 6 | 6 | 22 | 3766 | 0 | 29.4
|  | 1995 | 6 | 6 | 23 | 3767 | 0 | 29.2
|  | 1995 | 6 | 6 | 24 | 3768 | 0 | 29
|  | 1995 | 6 | 7 | 1 | 3769 | 0 | 28.8
|  | 1995 | 6 | 7 | 2 | 3770 | 0 | 28.5
|  | 1995 | 6 | 7 | 3 | 3771 | 0 | 28.2
|  | 1995 | 6 | 7 | 4 | 3772 | 0 | 27.9
|  | 1995 | 6 | 7 | 5 | 3773 | 0 | 27.9
|  | 1995 | 6 | 7 | 6 | 3774 | 0 | 28
|  | 1995 | 6 | 7 | 7 | 3775 | 40 | 28
|  | 1995 | 6 | 7 | 8 | 3776 | 169 | 29.1
|  | 1995 | 6 | 7 | 9 | 3777 | 311 | 30.3
|  | 1995 | 6 | 7 | 10 | 3778 | 436 | 31.4
|  | 1995 | 6 | 7 | 11 | 3779 | 529 | 31.7
|  | 1995 | 6 | 7 | 12 | 3780 | 583 | 31.9
|  | 1995 | 6 | 7 | 13 | 3781 | 595 | 32.2
|  | 1995 | 6 | 7 | 14 | 3782 | 563 | 31.9
|  | 1995 | 6 | 7 | 15 | 3783 | 490 | 31.7
|  | 1995 | 6 | 7 | 16 | 3784 | 381 | 31.4
|  | 1995 | 6 | 7 | 17 | 3785 | 246 | 31
|  | 1995 | 6 | 7 | 18 | 3786 | 105 | 30.5
|  | 1995 | 6 | 7 | 19 | 3787 | 10 | 30.1
|  | 1995 | 6 | 7 | 20 | 3788 | 0 | 29.4
|  | 1995 | 6 | 7 | 21 | 3789 | 0 | 28.8
|  | 1995 | 6 | 7 | 22 | 3790 | 0 | 28.1
|  | 1995 | 6 | 7 | 23 | 3791 | 0 | 28.1
|  | 1995 | 6 | 7 | 24 | 3792 | 0 | 28
|  | 1995 | 6 | 8 | 1 | 3793 | 0 | 28
|  | 1995 | 6 | 8 | 2 | 3794 | 0 | 28
|  | 1995 | 6 | 8 | 3 | 3795 | 0 | 28
|  | 1995 | 6 | 8 | 4 | 3796 | 0 | 28
|  | 1995 | 6 | 8 | 5 | 3797 | 0 | 27.8
|  | 1995 | 6 | 8 | 6 | 3798 | 1 | 27.7
|  | 1995 | 6 | 8 | 7 | 3799 | 57 | 27.5
|  | 1995 | 6 | 8 | 8 | 3800 | 233 | 28.8
|  | 1995 | 6 | 8 | 9 | 3801 | 409 | 30.1
|  | 1995 | 6 | 8 | 10 | 3802 | 543 | 31.4
|  | 1995 | 6 | 8 | 11 | 3803 | 620 | 32.1
|  | 1995 | 6 | 8 | 12 | 3804 | 636 | 32.9
|  | 1995 | 6 | 8 | 13 | 3805 | 595 | 33.6
|  | 1995 | 6 | 8 | 14 | 3806 | 563 | 33.4
|  | 1995 | 6 | 8 | 15 | 3807 | 490 | 33.1
|  | 1995 | 6 | 8 | 16 | 3808 | 382 | 32.9
|  | 1995 | 6 | 8 | 17 | 3809 | 247 | 31
|  | 1995 | 6 | 8 | 18 | 3810 | 106 | 29
|  | 1995 | 6 | 8 | 19 | 3811 | 10 | 27.1
|  | 1995 | 6 | 8 | 20 | 3812 | 0 | 27.2
|  | 1995 | 6 | 8 | 21 | 3813 | 0 | 27.4
|  | 1995 | 6 | 8 | 22 | 3814 | 0 | 27.5
|  | 1995 | 6 | 8 | 23 | 3815 | 0 | 27.5
|  | 1995 | 6 | 8 | 24 | 3816 | 0 | 27.4
|  | 1995 | 6 | 9 | 1 | 3817 | 0 | 27.4
|  | 1995 | 6 | 9 | 2 | 3818 | 0 | 27.6
|  | 1995 | 6 | 9 | 3 | 3819 | 0 | 27.7
|  | 1995 | 6 | 9 | 4 | 3820 | 0 | 27.9
|  | 1995 | 6 | 9 | 5 | 3821 | 0 | 28
|  | 1995 | 6 | 9 | 6 | 3822 | 1 | 28.2
|  | 1995 | 6 | 9 | 7 | 3823 | 50 | 28.3
|  | 1995 | 6 | 9 | 8 | 3824 | 242 | 29.8
|  | 1995 | 6 | 9 | 9 | 3825 | 483 | 31.4
|  | 1995 | 6 | 9 | 10 | 3826 | 710 | 32.9
|  | 1995 | 6 | 9 | 11 | 3827 | 838 | 33.5
|  | 1995 | 6 | 9 | 12 | 3828 | 886 | 34.2
|  | 1995 | 6 | 9 | 13 | 3829 | 852 | 34.8
|  | 1995 | 6 | 9 | 14 | 3830 | 807 | 34.8
|  | 1995 | 6 | 9 | 15 | 3831 | 703 | 34.8
|  | 1995 | 6 | 9 | 16 | 3832 | 547 | 34.8
|  | 1995 | 6 | 9 | 17 | 3833 | 326 | 32.6
|  | 1995 | 6 | 9 | 18 | 3834 | 124 | 30.5
|  | 1995 | 6 | 9 | 19 | 3835 | 10 | 28.3
|  | 1995 | 6 | 9 | 20 | 3836 | 0 | 28.4
|  | 1995 | 6 | 9 | 21 | 3837 | 0 | 28.6
|  | 1995 | 6 | 9 | 22 | 3838 | 0 | 28.7
|  | 1995 | 6 | 9 | 23 | 3839 | 0 | 28.7
|  | 1995 | 6 | 9 | 24 | 3840 | 0 | 28.7
|  | 1995 | 6 | 10 | 1 | 3841 | 0 | 28.7
|  | 1995 | 6 | 10 | 2 | 3842 | 0 | 28.5
|  | 1995 | 6 | 10 | 3 | 3843 | 0 | 28.4
|  | 1995 | 6 | 10 | 4 | 3844 | 0 | 28.2
|  | 1995 | 6 | 10 | 5 | 3845 | 0 | 28.5
|  | 1995 | 6 | 10 | 6 | 3846 | 0 | 28.7
|  | 1995 | 6 | 10 | 7 | 3847 | 57 | 29
|  | 1995 | 6 | 10 | 8 | 3848 | 249 | 30.2
|  | 1995 | 6 | 10 | 9 | 3849 | 471 | 31.4
|  | 1995 | 6 | 10 | 10 | 3850 | 676 | 32.6
|  | 1995 | 6 | 10 | 11 | 3851 | 802 | 33.2
|  | 1995 | 6 | 10 | 12 | 3852 | 861 | 33.7
|  | 1995 | 6 | 10 | 13 | 3853 | 851 | 34.3
|  | 1995 | 6 | 10 | 14 | 3854 | 833 | 34.8
|  | 1995 | 6 | 10 | 15 | 3855 | 746 | 35.2
|  | 1995 | 6 | 10 | 16 | 3856 | 595 | 35.7
|  | 1995 | 6 | 10 | 17 | 3857 | 356 | 34.9
|  | 1995 | 6 | 10 | 18 | 3858 | 134 | 34
|  | 1995 | 6 | 10 | 19 | 3859 | 10 | 33.2
|  | 1995 | 6 | 10 | 20 | 3860 | 0 | 31.7
|  | 1995 | 6 | 10 | 21 | 3861 | 0 | 30.2
|  | 1995 | 6 | 10 | 22 | 3862 | 0 | 28.7
|  | 1995 | 6 | 10 | 23 | 3863 | 0 | 28.2
|  | 1995 | 6 | 10 | 24 | 3864 | 0 | 27.7
|  | 1995 | 6 | 11 | 1 | 3865 | 0 | 27.2
|  | 1995 | 6 | 11 | 2 | 3866 | 0 | 26.8
|  | 1995 | 6 | 11 | 3 | 3867 | 0 | 26.4
|  | 1995 | 6 | 11 | 4 | 3868 | 0 | 26
|  | 1995 | 6 | 11 | 5 | 3869 | 0 | 26.3
|  | 1995 | 6 | 11 | 6 | 3870 | 0 | 26.5
|  | 1995 | 6 | 11 | 7 | 3871 | 40 | 26.8
|  | 1995 | 6 | 11 | 8 | 3872 | 168 | 28.3
|  | 1995 | 6 | 11 | 9 | 3873 | 309 | 29.7
|  | 1995 | 6 | 11 | 10 | 3874 | 432 | 31.2
|  | 1995 | 6 | 11 | 11 | 3875 | 574 | 31.6
|  | 1995 | 6 | 11 | 12 | 3876 | 683 | 32
|  | 1995 | 6 | 11 | 13 | 3877 | 743 | 32.4
|  | 1995 | 6 | 11 | 14 | 3878 | 661 | 32.3
|  | 1995 | 6 | 11 | 15 | 3879 | 536 | 32.1
|  | 1995 | 6 | 11 | 16 | 3880 | 383 | 32
|  | 1995 | 6 | 11 | 17 | 3881 | 249 | 31.6
|  | 1995 | 6 | 11 | 18 | 3882 | 107 | 31.3
|  | 1995 | 6 | 11 | 19 | 3883 | 10 | 30.9
|  | 1995 | 6 | 11 | 20 | 3884 | 0 | 29.7
|  | 1995 | 6 | 11 | 21 | 3885 | 0 | 28.6
|  | 1995 | 6 | 11 | 22 | 3886 | 0 | 27.4
|  | 1995 | 6 | 11 | 23 | 3887 | 0 | 27.2
|  | 1995 | 6 | 11 | 24 | 3888 | 0 | 27
|  | 1995 | 6 | 12 | 1 | 3889 | 0 | 26.8
|  | 1995 | 6 | 12 | 2 | 3890 | 0 | 26.9
|  | 1995 | 6 | 12 | 3 | 3891 | 0 | 27.1
|  | 1995 | 6 | 12 | 4 | 3892 | 0 | 27.2
|  | 1995 | 6 | 12 | 5 | 3893 | 0 | 27.3
|  | 1995 | 6 | 12 | 6 | 3894 | 0 | 27.4
|  | 1995 | 6 | 12 | 7 | 3895 | 39 | 27.5
|  | 1995 | 6 | 12 | 8 | 3896 | 168 | 28.9
|  | 1995 | 6 | 12 | 9 | 3897 | 309 | 30.3
|  | 1995 | 6 | 12 | 10 | 3898 | 434 | 31.7
|  | 1995 | 6 | 12 | 11 | 3899 | 575 | 32
|  | 1995 | 6 | 12 | 12 | 3900 | 684 | 32.4
|  | 1995 | 6 | 12 | 13 | 3901 | 743 | 32.7
|  | 1995 | 6 | 12 | 14 | 3902 | 704 | 32.5
|  | 1995 | 6 | 12 | 15 | 3903 | 613 | 32.2
|  | 1995 | 6 | 12 | 16 | 3904 | 478 | 32
|  | 1995 | 6 | 12 | 17 | 3905 | 292 | 31.6
|  | 1995 | 6 | 12 | 18 | 3906 | 117 | 31.1
|  | 1995 | 6 | 12 | 19 | 3907 | 11 | 30.7
|  | 1995 | 6 | 12 | 20 | 3908 | 0 | 30.2
|  | 1995 | 6 | 12 | 21 | 3909 | 0 | 29.7
|  | 1995 | 6 | 12 | 22 | 3910 | 0 | 29.2
|  | 1995 | 6 | 12 | 23 | 3911 | 0 | 29
|  | 1995 | 6 | 12 | 24 | 3912 | 0 | 28.9
|  | 1995 | 6 | 13 | 1 | 3913 | 0 | 28.7
|  | 1995 | 6 | 13 | 2 | 3914 | 0 | 28.5
|  | 1995 | 6 | 13 | 3 | 3915 | 0 | 28.4
|  | 1995 | 6 | 13 | 4 | 3916 | 0 | 28.2
|  | 1995 | 6 | 13 | 5 | 3917 | 0 | 28.3
|  | 1995 | 6 | 13 | 6 | 3918 | 0 | 28.4
|  | 1995 | 6 | 13 | 7 | 3919 | 26 | 28.5
|  | 1995 | 6 | 13 | 8 | 3920 | 133 | 29.7
|  | 1995 | 6 | 13 | 9 | 3921 | 278 | 30.8
|  | 1995 | 6 | 13 | 10 | 3922 | 433 | 32
|  | 1995 | 6 | 13 | 11 | 3923 | 526 | 32.4
|  | 1995 | 6 | 13 | 12 | 3924 | 581 | 32.8
|  | 1995 | 6 | 13 | 13 | 3925 | 594 | 33.2
|  | 1995 | 6 | 13 | 14 | 3926 | 563 | 33
|  | 1995 | 6 | 13 | 15 | 3927 | 491 | 33
|  | 1995 | 6 | 13 | 16 | 3928 | 384 | 33.1
|  | 1995 | 6 | 13 | 17 | 3929 | 225 | 32.2
|  | 1995 | 6 | 13 | 18 | 3930 | 86 | 31.2
|  | 1995 | 6 | 13 | 19 | 3931 | 7 | 30.3
|  | 1995 | 6 | 13 | 20 | 3932 | 0 | 30.3
|  | 1995 | 6 | 13 | 21 | 3933 | 0 | 30.4
|  | 1995 | 6 | 13 | 22 | 3934 | 0 | 30.4
|  | 1995 | 6 | 13 | 23 | 3935 | 0 | 29.8
|  | 1995 | 6 | 13 | 24 | 3936 | 0 | 29.1
|  | 1995 | 6 | 14 | 1 | 3937 | 0 | 28.5
|  | 1995 | 6 | 14 | 2 | 3938 | 0 | 27.9
|  | 1995 | 6 | 14 | 3 | 3939 | 0 | 27.4
|  | 1995 | 6 | 14 | 4 | 3940 | 0 | 26.8
|  | 1995 | 6 | 14 | 5 | 3941 | 0 | 26.8
|  | 1995 | 6 | 14 | 6 | 3942 | 0 | 26.8
|  | 1995 | 6 | 14 | 7 | 3943 | 39 | 26.8
|  | 1995 | 6 | 14 | 8 | 3944 | 167 | 28.4
|  | 1995 | 6 | 14 | 9 | 3945 | 308 | 30
|  | 1995 | 6 | 14 | 10 | 3946 | 431 | 31.6
|  | 1995 | 6 | 14 | 11 | 3947 | 525 | 31.9
|  | 1995 | 6 | 14 | 12 | 3948 | 581 | 32.1
|  | 1995 | 6 | 14 | 13 | 3949 | 594 | 32.4
|  | 1995 | 6 | 14 | 14 | 3950 | 614 | 32.6
|  | 1995 | 6 | 14 | 15 | 3951 | 577 | 32.9
|  | 1995 | 6 | 14 | 16 | 3952 | 479 | 33.1
|  | 1995 | 6 | 14 | 17 | 3953 | 312 | 32.4
|  | 1995 | 6 | 14 | 18 | 3954 | 136 | 31.7
|  | 1995 | 6 | 14 | 19 | 3955 | 14 | 31
|  | 1995 | 6 | 14 | 20 | 3956 | 0 | 29.5
|  | 1995 | 6 | 14 | 21 | 3957 | 0 | 28
|  | 1995 | 6 | 14 | 22 | 3958 | 0 | 26.5
|  | 1995 | 6 | 14 | 23 | 3959 | 0 | 26.5
|  | 1995 | 6 | 14 | 24 | 3960 | 0 | 26.4
|  | 1995 | 6 | 15 | 1 | 3961 | 0 | 26.4
|  | 1995 | 6 | 15 | 2 | 3962 | 0 | 26.1
|  | 1995 | 6 | 15 | 3 | 3963 | 0 | 25.7
|  | 1995 | 6 | 15 | 4 | 3964 | 0 | 25.4
|  | 1995 | 6 | 15 | 5 | 3965 | 0 | 25.9
|  | 1995 | 6 | 15 | 6 | 3966 | 0 | 26.3
|  | 1995 | 6 | 15 | 7 | 3967 | 55 | 26.8
|  | 1995 | 6 | 15 | 8 | 3968 | 219 | 28.3
|  | 1995 | 6 | 15 | 9 | 3969 | 360 | 29.7
|  | 1995 | 6 | 15 | 10 | 3970 | 431 | 31.2
|  | 1995 | 6 | 15 | 11 | 3971 | 524 | 31.2
|  | 1995 | 6 | 15 | 12 | 3972 | 579 | 31.2
|  | 1995 | 6 | 15 | 13 | 3973 | 591 | 31.2
|  | 1995 | 6 | 15 | 14 | 3974 | 613 | 32
|  | 1995 | 6 | 15 | 15 | 3975 | 576 | 32.8
|  | 1995 | 6 | 15 | 16 | 3976 | 480 | 33.6
|  | 1995 | 6 | 15 | 17 | 3977 | 313 | 32.9
|  | 1995 | 6 | 15 | 18 | 3978 | 136 | 32.1
|  | 1995 | 6 | 15 | 19 | 3979 | 14 | 31.4
|  | 1995 | 6 | 15 | 20 | 3980 | 0 | 30.9
|  | 1995 | 6 | 15 | 21 | 3981 | 0 | 30.5
|  | 1995 | 6 | 15 | 22 | 3982 | 0 | 30
|  | 1995 | 6 | 15 | 23 | 3983 | 0 | 29.7
|  | 1995 | 6 | 15 | 24 | 3984 | 0 | 29.5
|  | 1995 | 6 | 16 | 1 | 3985 | 0 | 29.2
|  | 1995 | 6 | 16 | 2 | 3986 | 0 | 28.9
|  | 1995 | 6 | 16 | 3 | 3987 | 0 | 28.6
|  | 1995 | 6 | 16 | 4 | 3988 | 0 | 28.3
|  | 1995 | 6 | 16 | 5 | 3989 | 0 | 28.5
|  | 1995 | 6 | 16 | 6 | 3990 | 0 | 28.6
|  | 1995 | 6 | 16 | 7 | 3991 | 48 | 28.8
|  | 1995 | 6 | 16 | 8 | 3992 | 195 | 29.8
|  | 1995 | 6 | 16 | 9 | 3993 | 335 | 30.9
|  | 1995 | 6 | 16 | 10 | 3994 | 432 | 31.9
|  | 1995 | 6 | 16 | 11 | 3995 | 526 | 32.8
|  | 1995 | 6 | 16 | 12 | 3996 | 582 | 33.6
|  | 1995 | 6 | 16 | 13 | 3997 | 595 | 34.5
|  | 1995 | 6 | 16 | 14 | 3998 | 564 | 35
|  | 1995 | 6 | 16 | 15 | 3999 | 493 | 35.5
|  | 1995 | 6 | 16 | 16 | 4000 | 385 | 36
|  | 1995 | 6 | 16 | 17 | 4001 | 275 | 34.7
|  | 1995 | 6 | 16 | 18 | 4002 | 129 | 33.5
|  | 1995 | 6 | 16 | 19 | 4003 | 14 | 32.2
|  | 1995 | 6 | 16 | 20 | 4004 | 0 | 31.7
|  | 1995 | 6 | 16 | 21 | 4005 | 0 | 31.3
|  | 1995 | 6 | 16 | 22 | 4006 | 0 | 30.8
|  | 1995 | 6 | 16 | 23 | 4007 | 0 | 30.7
|  | 1995 | 6 | 16 | 24 | 4008 | 0 | 30.5
|  | 1995 | 6 | 17 | 1 | 4009 | 0 | 30.4
|  | 1995 | 6 | 17 | 2 | 4010 | 0 | 29.8
|  | 1995 | 6 | 17 | 3 | 4011 | 0 | 29.1
|  | 1995 | 6 | 17 | 4 | 4012 | 0 | 28.5
|  | 1995 | 6 | 17 | 5 | 4013 | 0 | 28.6
|  | 1995 | 6 | 17 | 6 | 4014 | 0 | 28.6
|  | 1995 | 6 | 17 | 7 | 4015 | 47 | 28.7
|  | 1995 | 6 | 17 | 8 | 4016 | 206 | 29.8
|  | 1995 | 6 | 17 | 9 | 4017 | 383 | 31
|  | 1995 | 6 | 17 | 10 | 4018 | 538 | 32.1
|  | 1995 | 6 | 17 | 11 | 4019 | 722 | 32.7
|  | 1995 | 6 | 17 | 12 | 4020 | 856 | 33.4
|  | 1995 | 6 | 17 | 13 | 4021 | 921 | 34
|  | 1995 | 6 | 17 | 14 | 4022 | 843 | 34
|  | 1995 | 6 | 17 | 15 | 4023 | 702 | 34.1
|  | 1995 | 6 | 17 | 16 | 4024 | 518 | 34.1
|  | 1995 | 6 | 17 | 17 | 4025 | 314 | 34.1
|  | 1995 | 6 | 17 | 18 | 4026 | 125 | 34.2
|  | 1995 | 6 | 17 | 19 | 4027 | 11 | 34.2
|  | 1995 | 6 | 17 | 20 | 4028 | 0 | 32.9
|  | 1995 | 6 | 17 | 21 | 4029 | 0 | 31.6
|  | 1995 | 6 | 17 | 22 | 4030 | 0 | 30.3
|  | 1995 | 6 | 17 | 23 | 4031 | 0 | 29.6
|  | 1995 | 6 | 17 | 24 | 4032 | 0 | 28.9
|  | 1995 | 6 | 18 | 1 | 4033 | 0 | 28.2
|  | 1995 | 6 | 18 | 2 | 4034 | 0 | 27.5
|  | 1995 | 6 | 18 | 3 | 4035 | 0 | 26.8
|  | 1995 | 6 | 18 | 4 | 4036 | 0 | 26.1
|  | 1995 | 6 | 18 | 5 | 4037 | 0 | 26.4
|  | 1995 | 6 | 18 | 6 | 4038 | 0 | 26.8
|  | 1995 | 6 | 18 | 7 | 4039 | 37 | 27.1
|  | 1995 | 6 | 18 | 8 | 4040 | 165 | 28.6
|  | 1995 | 6 | 18 | 9 | 4041 | 306 | 30.2
|  | 1995 | 6 | 18 | 10 | 4042 | 430 | 31.7
|  | 1995 | 6 | 18 | 11 | 4043 | 524 | 32.6
|  | 1995 | 6 | 18 | 12 | 4044 | 580 | 33.5
|  | 1995 | 6 | 18 | 13 | 4045 | 593 | 34.4
|  | 1995 | 6 | 18 | 14 | 4046 | 563 | 34.5
|  | 1995 | 6 | 18 | 15 | 4047 | 492 | 34.5
|  | 1995 | 6 | 18 | 16 | 4048 | 385 | 34.6
|  | 1995 | 6 | 18 | 17 | 4049 | 227 | 32.1
|  | 1995 | 6 | 18 | 18 | 4050 | 88 | 29.7
|  | 1995 | 6 | 18 | 19 | 4051 | 8 | 27.2
|  | 1995 | 6 | 18 | 20 | 4052 | 0 | 27
|  | 1995 | 6 | 18 | 21 | 4053 | 0 | 26.9
|  | 1995 | 6 | 18 | 22 | 4054 | 0 | 26.7
|  | 1995 | 6 | 18 | 23 | 4055 | 0 | 26.5
|  | 1995 | 6 | 18 | 24 | 4056 | 0 | 26.3
|  | 1995 | 6 | 19 | 1 | 4057 | 0 | 26.1
|  | 1995 | 6 | 19 | 2 | 4058 | 0 | 26.1
|  | 1995 | 6 | 19 | 3 | 4059 | 0 | 26.1
|  | 1995 | 6 | 19 | 4 | 4060 | 0 | 26.1
|  | 1995 | 6 | 19 | 5 | 4061 | 0 | 26.1
|  | 1995 | 6 | 19 | 6 | 4062 | 0 | 26.2
|  | 1995 | 6 | 19 | 7 | 4063 | 25 | 26.2
|  | 1995 | 6 | 19 | 8 | 4064 | 130 | 27.4
|  | 1995 | 6 | 19 | 9 | 4065 | 274 | 28.5
|  | 1995 | 6 | 19 | 10 | 4066 | 428 | 29.7
|  | 1995 | 6 | 19 | 11 | 4067 | 522 | 30
|  | 1995 | 6 | 19 | 12 | 4068 | 577 | 30.4
|  | 1995 | 6 | 19 | 13 | 4069 | 591 | 30.7
|  | 1995 | 6 | 19 | 14 | 4070 | 506 | 29.3
|  | 1995 | 6 | 19 | 15 | 4071 | 389 | 27.9
|  | 1995 | 6 | 19 | 16 | 4072 | 260 | 26.5
|  | 1995 | 6 | 19 | 17 | 4073 | 170 | 26.6
|  | 1995 | 6 | 19 | 18 | 4074 | 75 | 26.8
|  | 1995 | 6 | 19 | 19 | 4075 | 8 | 26.9
|  | 1995 | 6 | 19 | 20 | 4076 | 0 | 26.6
|  | 1995 | 6 | 19 | 21 | 4077 | 0 | 26.4
|  | 1995 | 6 | 19 | 22 | 4078 | 0 | 26.1
|  | 1995 | 6 | 19 | 23 | 4079 | 0 | 26.2
|  | 1995 | 6 | 19 | 24 | 4080 | 0 | 26.4
|  | 1995 | 6 | 20 | 1 | 4081 | 0 | 26.5
|  | 1995 | 6 | 20 | 2 | 4082 | 0 | 26.4
|  | 1995 | 6 | 20 | 3 | 4083 | 0 | 26.4
|  | 1995 | 6 | 20 | 4 | 4084 | 0 | 26.3
|  | 1995 | 6 | 20 | 5 | 4085 | 0 | 26.3
|  | 1995 | 6 | 20 | 6 | 4086 | 0 | 26.3
|  | 1995 | 6 | 20 | 7 | 4087 | 25 | 26.3
|  | 1995 | 6 | 20 | 8 | 4088 | 110 | 26.8
|  | 1995 | 6 | 20 | 9 | 4089 | 206 | 27.2
|  | 1995 | 6 | 20 | 10 | 4090 | 289 | 27.7
|  | 1995 | 6 | 20 | 11 | 4091 | 353 | 28.7
|  | 1995 | 6 | 20 | 12 | 4092 | 391 | 29.8
|  | 1995 | 6 | 20 | 13 | 4093 | 400 | 30.8
|  | 1995 | 6 | 20 | 14 | 4094 | 447 | 30.2
|  | 1995 | 6 | 20 | 15 | 4095 | 444 | 29.6
|  | 1995 | 6 | 20 | 16 | 4096 | 386 | 29
|  | 1995 | 6 | 20 | 17 | 4097 | 276 | 28.9
|  | 1995 | 6 | 20 | 18 | 4098 | 131 | 28.7
|  | 1995 | 6 | 20 | 19 | 4099 | 14 | 28.6
|  | 1995 | 6 | 20 | 20 | 4100 | 0 | 28.3
|  | 1995 | 6 | 20 | 21 | 4101 | 0 | 28.1
|  | 1995 | 6 | 20 | 22 | 4102 | 0 | 27.8
|  | 1995 | 6 | 20 | 23 | 4103 | 0 | 27.5
|  | 1995 | 6 | 20 | 24 | 4104 | 0 | 27.1
|  | 1995 | 6 | 21 | 1 | 4105 | 0 | 26.8
|  | 1995 | 6 | 21 | 2 | 4106 | 0 | 26.6
|  | 1995 | 6 | 21 | 3 | 4107 | 0 | 26.3
|  | 1995 | 6 | 21 | 4 | 4108 | 0 | 26.1
|  | 1995 | 6 | 21 | 5 | 4109 | 0 | 26.1
|  | 1995 | 6 | 21 | 6 | 4110 | 0 | 26.2
|  | 1995 | 6 | 21 | 7 | 4111 | 36 | 26.2
|  | 1995 | 6 | 21 | 8 | 4112 | 163 | 27.8
|  | 1995 | 6 | 21 | 9 | 4113 | 304 | 29.5
|  | 1995 | 6 | 21 | 10 | 4114 | 428 | 31.1
|  | 1995 | 6 | 21 | 11 | 4115 | 570 | 31.7
|  | 1995 | 6 | 21 | 12 | 4116 | 680 | 32.2
|  | 1995 | 6 | 21 | 13 | 4117 | 741 | 32.8
|  | 1995 | 6 | 21 | 14 | 4118 | 663 | 32.8
|  | 1995 | 6 | 21 | 15 | 4119 | 539 | 32.9
|  | 1995 | 6 | 21 | 16 | 4120 | 388 | 32.9
|  | 1995 | 6 | 21 | 17 | 4121 | 254 | 32.1
|  | 1995 | 6 | 21 | 18 | 4122 | 112 | 31.3
|  | 1995 | 6 | 21 | 19 | 4123 | 12 | 30.5
|  | 1995 | 6 | 21 | 20 | 4124 | 0 | 30
|  | 1995 | 6 | 21 | 21 | 4125 | 0 | 29.5
|  | 1995 | 6 | 21 | 22 | 4126 | 0 | 29
|  | 1995 | 6 | 21 | 23 | 4127 | 0 | 29.2
|  | 1995 | 6 | 21 | 24 | 4128 | 0 | 29.3
|  | 1995 | 6 | 22 | 1 | 4129 | 0 | 29.5
|  | 1995 | 6 | 22 | 2 | 4130 | 0 | 29.1
|  | 1995 | 6 | 22 | 3 | 4131 | 0 | 28.6
|  | 1995 | 6 | 22 | 4 | 4132 | 0 | 28.2
|  | 1995 | 6 | 22 | 5 | 4133 | 0 | 28
|  | 1995 | 6 | 22 | 6 | 4134 | 0 | 27.9
|  | 1995 | 6 | 22 | 7 | 4135 | 45 | 27.7
|  | 1995 | 6 | 22 | 8 | 4136 | 233 | 29.1
|  | 1995 | 6 | 22 | 9 | 4137 | 473 | 30.5
|  | 1995 | 6 | 22 | 10 | 4138 | 701 | 31.9
|  | 1995 | 6 | 22 | 11 | 4139 | 830 | 32.6
|  | 1995 | 6 | 22 | 12 | 4140 | 880 | 33.2
|  | 1995 | 6 | 22 | 13 | 4141 | 848 | 33.9
|  | 1995 | 6 | 22 | 14 | 4142 | 741 | 31.1
|  | 1995 | 6 | 22 | 15 | 4143 | 578 | 28.4
|  | 1995 | 6 | 22 | 16 | 4144 | 386 | 25.6
|  | 1995 | 6 | 22 | 17 | 4145 | 254 | 26.8
|  | 1995 | 6 | 22 | 18 | 4146 | 113 | 28.1
|  | 1995 | 6 | 22 | 19 | 4147 | 12 | 29.3
|  | 1995 | 6 | 22 | 20 | 4148 | 0 | 29
|  | 1995 | 6 | 22 | 21 | 4149 | 0 | 28.7
|  | 1995 | 6 | 22 | 22 | 4150 | 0 | 28.4
|  | 1995 | 6 | 22 | 23 | 4151 | 0 | 28.3
|  | 1995 | 6 | 22 | 24 | 4152 | 0 | 28.1
|  | 1995 | 6 | 23 | 1 | 4153 | 0 | 28
|  | 1995 | 6 | 23 | 2 | 4154 | 0 | 27.6
|  | 1995 | 6 | 23 | 3 | 4155 | 0 | 27.1
|  | 1995 | 6 | 23 | 4 | 4156 | 0 | 26.7
|  | 1995 | 6 | 23 | 5 | 4157 | 0 | 26.8
|  | 1995 | 6 | 23 | 6 | 4158 | 0 | 26.8
|  | 1995 | 6 | 23 | 7 | 4159 | 36 | 26.9
|  | 1995 | 6 | 23 | 8 | 4160 | 162 | 28.5
|  | 1995 | 6 | 23 | 9 | 4161 | 304 | 30.2
|  | 1995 | 6 | 23 | 10 | 4162 | 428 | 31.8
|  | 1995 | 6 | 23 | 11 | 4163 | 523 | 32.3
|  | 1995 | 6 | 23 | 12 | 4164 | 580 | 32.8
|  | 1995 | 6 | 23 | 13 | 4165 | 594 | 33.3
|  | 1995 | 6 | 23 | 14 | 4166 | 564 | 31
|  | 1995 | 6 | 23 | 15 | 4167 | 492 | 28.6
|  | 1995 | 6 | 23 | 16 | 4168 | 386 | 26.3
|  | 1995 | 6 | 23 | 17 | 4169 | 228 | 26.7
|  | 1995 | 6 | 23 | 18 | 4170 | 89 | 27.1
|  | 1995 | 6 | 23 | 19 | 4171 | 8 | 27.5
|  | 1995 | 6 | 23 | 20 | 4172 | 0 | 27.5
|  | 1995 | 6 | 23 | 21 | 4173 | 0 | 27.5
|  | 1995 | 6 | 23 | 22 | 4174 | 0 | 27.5
|  | 1995 | 6 | 23 | 23 | 4175 | 0 | 27.3
|  | 1995 | 6 | 23 | 24 | 4176 | 0 | 27.2
|  | 1995 | 6 | 24 | 1 | 4177 | 0 | 27
|  | 1995 | 6 | 24 | 2 | 4178 | 0 | 26.9
|  | 1995 | 6 | 24 | 3 | 4179 | 0 | 26.9
|  | 1995 | 6 | 24 | 4 | 4180 | 0 | 26.8
|  | 1995 | 6 | 24 | 5 | 4181 | 0 | 26.9
|  | 1995 | 6 | 24 | 6 | 4182 | 0 | 26.9
|  | 1995 | 6 | 24 | 7 | 4183 | 44 | 27
|  | 1995 | 6 | 24 | 8 | 4184 | 190 | 28.5
|  | 1995 | 6 | 24 | 9 | 4185 | 331 | 29.9
|  | 1995 | 6 | 24 | 10 | 4186 | 429 | 31.4
|  | 1995 | 6 | 24 | 11 | 4187 | 471 | 31.6
|  | 1995 | 6 | 24 | 12 | 4188 | 459 | 31.8
|  | 1995 | 6 | 24 | 13 | 4189 | 401 | 32
|  | 1995 | 6 | 24 | 14 | 4190 | 381 | 30.3
|  | 1995 | 6 | 24 | 15 | 4191 | 333 | 28.7
|  | 1995 | 6 | 24 | 16 | 4192 | 261 | 27
|  | 1995 | 6 | 24 | 17 | 4193 | 202 | 27.4
|  | 1995 | 6 | 24 | 18 | 4194 | 102 | 27.7
|  | 1995 | 6 | 24 | 19 | 4195 | 12 | 28.1
|  | 1995 | 6 | 24 | 20 | 4196 | 0 | 28
|  | 1995 | 6 | 24 | 21 | 4197 | 0 | 27.8
|  | 1995 | 6 | 24 | 22 | 4198 | 0 | 27.7
|  | 1995 | 6 | 24 | 23 | 4199 | 0 | 27.6
|  | 1995 | 6 | 24 | 24 | 4200 | 0 | 27.4
|  | 1995 | 6 | 25 | 1 | 4201 | 0 | 27.3
|  | 1995 | 6 | 25 | 2 | 4202 | 0 | 27.3
|  | 1995 | 6 | 25 | 3 | 4203 | 0 | 27.2
|  | 1995 | 6 | 25 | 4 | 4204 | 0 | 27.2
|  | 1995 | 6 | 25 | 5 | 4205 | 0 | 27.4
|  | 1995 | 6 | 25 | 6 | 4206 | 0 | 27.5
|  | 1995 | 6 | 25 | 7 | 4207 | 23 | 27.7
|  | 1995 | 6 | 25 | 8 | 4208 | 108 | 28.3
|  | 1995 | 6 | 25 | 9 | 4209 | 204 | 28.9
|  | 1995 | 6 | 25 | 10 | 4210 | 288 | 29.5
|  | 1995 | 6 | 25 | 11 | 4211 | 352 | 30.2
|  | 1995 | 6 | 25 | 12 | 4212 | 391 | 30.8
|  | 1995 | 6 | 25 | 13 | 4213 | 401 | 31.4
|  | 1995 | 6 | 25 | 14 | 4214 | 448 | 31.4
|  | 1995 | 6 | 25 | 15 | 4215 | 446 | 31.3
|  | 1995 | 6 | 25 | 16 | 4216 | 389 | 31.3
|  | 1995 | 6 | 25 | 17 | 4217 | 255 | 30.5
|  | 1995 | 6 | 25 | 18 | 4218 | 114 | 29.6
|  | 1995 | 6 | 25 | 19 | 4219 | 12 | 28.8
|  | 1995 | 6 | 25 | 20 | 4220 | 0 | 28.6
|  | 1995 | 6 | 25 | 21 | 4221 | 0 | 28.5
|  | 1995 | 6 | 25 | 22 | 4222 | 0 | 28.3
|  | 1995 | 6 | 25 | 23 | 4223 | 0 | 28.1
|  | 1995 | 6 | 25 | 24 | 4224 | 0 | 27.8
|  | 1995 | 6 | 26 | 1 | 4225 | 0 | 27.6
|  | 1995 | 6 | 26 | 2 | 4226 | 0 | 27.6
|  | 1995 | 6 | 26 | 3 | 4227 | 0 | 27.6
|  | 1995 | 6 | 26 | 4 | 4228 | 0 | 27.6
|  | 1995 | 6 | 26 | 5 | 4229 | 0 | 27.6
|  | 1995 | 6 | 26 | 6 | 4230 | 0 | 27.6
|  | 1995 | 6 | 26 | 7 | 4231 | 34 | 27.6
|  | 1995 | 6 | 26 | 8 | 4232 | 160 | 26.7
|  | 1995 | 6 | 26 | 9 | 4233 | 301 | 25.7
|  | 1995 | 6 | 26 | 10 | 4234 | 427 | 24.8
|  | 1995 | 6 | 26 | 11 | 4235 | 569 | 26.4
|  | 1995 | 6 | 26 | 12 | 4236 | 679 | 28.1
|  | 1995 | 6 | 26 | 13 | 4237 | 741 | 29.7
|  | 1995 | 6 | 26 | 14 | 4238 | 662 | 29.7
|  | 1995 | 6 | 26 | 15 | 4239 | 539 | 29.8
|  | 1995 | 6 | 26 | 16 | 4240 | 388 | 29.8
|  | 1995 | 6 | 26 | 17 | 4241 | 256 | 29.5
|  | 1995 | 6 | 26 | 18 | 4242 | 114 | 29.1
|  | 1995 | 6 | 26 | 19 | 4243 | 12 | 28.8
|  | 1995 | 6 | 26 | 20 | 4244 | 0 | 28.4
|  | 1995 | 6 | 26 | 21 | 4245 | 0 | 28
|  | 1995 | 6 | 26 | 22 | 4246 | 0 | 27.6
|  | 1995 | 6 | 26 | 23 | 4247 | 0 | 27.4
|  | 1995 | 6 | 26 | 24 | 4248 | 0 | 27.2
|  | 1995 | 6 | 27 | 1 | 4249 | 0 | 27
|  | 1995 | 6 | 27 | 2 | 4250 | 0 | 27
|  | 1995 | 6 | 27 | 3 | 4251 | 0 | 27.1
|  | 1995 | 6 | 27 | 4 | 4252 | 0 | 27.1
|  | 1995 | 6 | 27 | 5 | 4253 | 0 | 27.2
|  | 1995 | 6 | 27 | 6 | 4254 | 0 | 27.2
|  | 1995 | 6 | 27 | 7 | 4255 | 34 | 27.3
|  | 1995 | 6 | 27 | 8 | 4256 | 174 | 28.2
|  | 1995 | 6 | 27 | 9 | 4257 | 354 | 29.2
|  | 1995 | 6 | 27 | 10 | 4258 | 535 | 30.1
|  | 1995 | 6 | 27 | 11 | 4259 | 614 | 30
|  | 1995 | 6 | 27 | 12 | 4260 | 632 | 30
|  | 1995 | 6 | 27 | 13 | 4261 | 594 | 29.9
|  | 1995 | 6 | 27 | 14 | 4262 | 565 | 30.4
|  | 1995 | 6 | 27 | 15 | 4263 | 494 | 30.9
|  | 1995 | 6 | 27 | 16 | 4264 | 388 | 31.4
|  | 1995 | 6 | 27 | 17 | 4265 | 256 | 29.7
|  | 1995 | 6 | 27 | 18 | 4266 | 115 | 27.9
|  | 1995 | 6 | 27 | 19 | 4267 | 12 | 26.2
|  | 1995 | 6 | 27 | 20 | 4268 | 0 | 26.5
|  | 1995 | 6 | 27 | 21 | 4269 | 0 | 26.8
|  | 1995 | 6 | 27 | 22 | 4270 | 0 | 27.1
|  | 1995 | 6 | 27 | 23 | 4271 | 0 | 26.9
|  | 1995 | 6 | 27 | 24 | 4272 | 0 | 26.6
|  | 1995 | 6 | 28 | 1 | 4273 | 0 | 26.4
|  | 1995 | 6 | 28 | 2 | 4274 | 0 | 26.2
|  | 1995 | 6 | 28 | 3 | 4275 | 0 | 26
|  | 1995 | 6 | 28 | 4 | 4276 | 0 | 25.8
|  | 1995 | 6 | 28 | 5 | 4277 | 0 | 26
|  | 1995 | 6 | 28 | 6 | 4278 | 0 | 26.2
|  | 1995 | 6 | 28 | 7 | 4279 | 34 | 26.4
|  | 1995 | 6 | 28 | 8 | 4280 | 187 | 27.5
|  | 1995 | 6 | 28 | 9 | 4281 | 396 | 28.7
|  | 1995 | 6 | 28 | 10 | 4282 | 609 | 29.8
|  | 1995 | 6 | 28 | 11 | 4283 | 745 | 30.5
|  | 1995 | 6 | 28 | 12 | 4284 | 827 | 31.1
|  | 1995 | 6 | 28 | 13 | 4285 | 848 | 31.8
|  | 1995 | 6 | 28 | 14 | 4286 | 743 | 31.6
|  | 1995 | 6 | 28 | 15 | 4287 | 580 | 31.4
|  | 1995 | 6 | 28 | 16 | 4288 | 389 | 31.2
|  | 1995 | 6 | 28 | 17 | 4289 | 256 | 30.4
|  | 1995 | 6 | 28 | 18 | 4290 | 115 | 29.6
|  | 1995 | 6 | 28 | 19 | 4291 | 12 | 28.8
|  | 1995 | 6 | 28 | 20 | 4292 | 0 | 28.5
|  | 1995 | 6 | 28 | 21 | 4293 | 0 | 28.3
|  | 1995 | 6 | 28 | 22 | 4294 | 0 | 28
|  | 1995 | 6 | 28 | 23 | 4295 | 0 | 27.7
|  | 1995 | 6 | 28 | 24 | 4296 | 0 | 27.5
|  | 1995 | 6 | 29 | 1 | 4297 | 0 | 27.2
|  | 1995 | 6 | 29 | 2 | 4298 | 0 | 26.8
|  | 1995 | 6 | 29 | 3 | 4299 | 0 | 26.5
|  | 1995 | 6 | 29 | 4 | 4300 | 0 | 26.1
|  | 1995 | 6 | 29 | 5 | 4301 | 0 | 26.2
|  | 1995 | 6 | 29 | 6 | 4302 | 0 | 26.4
|  | 1995 | 6 | 29 | 7 | 4303 | 33 | 26.5
|  | 1995 | 6 | 29 | 8 | 4304 | 159 | 26.5
|  | 1995 | 6 | 29 | 9 | 4305 | 301 | 28.1
|  | 1995 | 6 | 29 | 10 | 4306 | 427 | 29.8
|  | 1995 | 6 | 29 | 11 | 4307 | 570 | 30.5
|  | 1995 | 6 | 29 | 12 | 4308 | 680 | 31.2
|  | 1995 | 6 | 29 | 13 | 4309 | 742 | 31.9
|  | 1995 | 6 | 29 | 14 | 4310 | 779 | 32.4
|  | 1995 | 6 | 29 | 15 | 4311 | 733 | 32.8
|  | 1995 | 6 | 29 | 16 | 4312 | 607 | 33.3
|  | 1995 | 6 | 29 | 17 | 4313 | 390 | 32.6
|  | 1995 | 6 | 29 | 18 | 4314 | 170 | 31.9
|  | 1995 | 6 | 29 | 19 | 4315 | 18 | 31.2
|  | 1995 | 6 | 29 | 20 | 4316 | 0 | 30.5
|  | 1995 | 6 | 29 | 21 | 4317 | 0 | 29.7
|  | 1995 | 6 | 29 | 22 | 4318 | 0 | 29
|  | 1995 | 6 | 29 | 23 | 4319 | 0 | 28.6
|  | 1995 | 6 | 29 | 24 | 4320 | 0 | 28.3
|  | 1995 | 6 | 30 | 1 | 4321 | 0 | 27.9
|  | 1995 | 6 | 30 | 2 | 4322 | 0 | 27.6
|  | 1995 | 6 | 30 | 3 | 4323 | 0 | 27.2
|  | 1995 | 6 | 30 | 4 | 4324 | 0 | 26.9
|  | 1995 | 6 | 30 | 5 | 4325 | 0 | 27.1
|  | 1995 | 6 | 30 | 6 | 4326 | 0 | 27.2
|  | 1995 | 6 | 30 | 7 | 4327 | 47 | 27.4
|  | 1995 | 6 | 30 | 8 | 4328 | 234 | 28.6
|  | 1995 | 6 | 30 | 9 | 4329 | 455 | 29.8
|  | 1995 | 6 | 30 | 10 | 4330 | 661 | 31
|  | 1995 | 6 | 30 | 11 | 4331 | 790 | 31.7
|  | 1995 | 6 | 30 | 12 | 4332 | 853 | 32.4
|  | 1995 | 6 | 30 | 13 | 4333 | 847 | 33.1
|  | 1995 | 6 | 30 | 14 | 4334 | 807 | 33.7
|  | 1995 | 6 | 30 | 15 | 4335 | 708 | 34.2
|  | 1995 | 6 | 30 | 16 | 4336 | 558 | 34.8
|  | 1995 | 6 | 30 | 17 | 4337 | 368 | 33.6
|  | 1995 | 6 | 30 | 18 | 4338 | 165 | 32.5
|  | 1995 | 6 | 30 | 19 | 4339 | 18 | 31.3
|  | 1995 | 6 | 30 | 20 | 4340 | 0 | 30.8
|  | 1995 | 6 | 30 | 21 | 4341 | 0 | 30.4
|  | 1995 | 6 | 30 | 22 | 4342 | 0 | 29.9
|  | 1995 | 6 | 30 | 23 | 4343 | 0 | 29.4
|  | 1995 | 6 | 30 | 24 | 4344 | 0 | 28.7
|  | 1995 | 7 | 1 | 1 | 4345 | 0 | 28.1
|  | 1995 | 7 | 1 | 2 | 4346 | 0 | 27.4
|  | 1995 | 7 | 1 | 3 | 4347 | 0 | 26.9
|  | 1995 | 7 | 1 | 4 | 4348 | 0 | 26.5
|  | 1995 | 7 | 1 | 5 | 4349 | 0 | 26.2
|  | 1995 | 7 | 1 | 6 | 4350 | 0 | 25.9
|  | 1995 | 7 | 1 | 7 | 4351 | 47 | 26.2
|  | 1995 | 7 | 1 | 8 | 4352 | 218 | 27.4
|  | 1995 | 7 | 1 | 9 | 4353 | 395 | 28.7
|  | 1995 | 7 | 1 | 10 | 4354 | 532 | 29.9
|  | 1995 | 7 | 1 | 11 | 4355 | 612 | 30.9
|  | 1995 | 7 | 1 | 12 | 4356 | 632 | 31.9
|  | 1995 | 7 | 1 | 13 | 4357 | 595 | 32.9
|  | 1995 | 7 | 1 | 14 | 4358 | 618 | 33.6
|  | 1995 | 7 | 1 | 15 | 4359 | 583 | 34.4
|  | 1995 | 7 | 1 | 16 | 4360 | 488 | 35.1
|  | 1995 | 7 | 1 | 17 | 4361 | 282 | 32.1
|  | 1995 | 7 | 1 | 18 | 4362 | 105 | 29
|  | 1995 | 7 | 1 | 19 | 4363 | 9 | 26
|  | 1995 | 7 | 1 | 20 | 4364 | 0 | 26.4
|  | 1995 | 7 | 1 | 21 | 4365 | 0 | 26.8
|  | 1995 | 7 | 1 | 22 | 4366 | 0 | 27.2
|  | 1995 | 7 | 1 | 23 | 4367 | 0 | 27.3
|  | 1995 | 7 | 1 | 24 | 4368 | 0 | 27.5
|  | 1995 | 7 | 2 | 1 | 4369 | 0 | 27.6
|  | 1995 | 7 | 2 | 2 | 4370 | 0 | 27.4
|  | 1995 | 7 | 2 | 3 | 4371 | 0 | 27.2
|  | 1995 | 7 | 2 | 4 | 4372 | 0 | 27
|  | 1995 | 7 | 2 | 5 | 4373 | 0 | 26.9
|  | 1995 | 7 | 2 | 6 | 4374 | 0 | 26.9
|  | 1995 | 7 | 2 | 7 | 4375 | 40 | 26.8
|  | 1995 | 7 | 2 | 8 | 4376 | 185 | 28
|  | 1995 | 7 | 2 | 9 | 4377 | 327 | 29.1
|  | 1995 | 7 | 2 | 10 | 4378 | 426 | 30.3
|  | 1995 | 7 | 2 | 11 | 4379 | 569 | 31.1
|  | 1995 | 7 | 2 | 12 | 4380 | 680 | 31.8
|  | 1995 | 7 | 2 | 13 | 4381 | 742 | 32.6
|  | 1995 | 7 | 2 | 14 | 4382 | 665 | 32.7
|  | 1995 | 7 | 2 | 15 | 4383 | 542 | 32.7
|  | 1995 | 7 | 2 | 16 | 4384 | 392 | 32.8
|  | 1995 | 7 | 2 | 17 | 4385 | 259 | 32.3
|  | 1995 | 7 | 2 | 18 | 4386 | 117 | 31.8
|  | 1995 | 7 | 2 | 19 | 4387 | 13 | 31.3
|  | 1995 | 7 | 2 | 20 | 4388 | 0 | 30.5
|  | 1995 | 7 | 2 | 21 | 4389 | 0 | 29.8
|  | 1995 | 7 | 2 | 22 | 4390 | 0 | 29
|  | 1995 | 7 | 2 | 23 | 4391 | 0 | 28.6
|  | 1995 | 7 | 2 | 24 | 4392 | 0 | 28.2
|  | 1995 | 7 | 3 | 1 | 4393 | 0 | 27.8
|  | 1995 | 7 | 3 | 2 | 4394 | 0 | 27.5
|  | 1995 | 7 | 3 | 3 | 4395 | 0 | 27.3
|  | 1995 | 7 | 3 | 4 | 4396 | 0 | 27
|  | 1995 | 7 | 3 | 5 | 4397 | 0 | 26.9
|  | 1995 | 7 | 3 | 6 | 4398 | 0 | 26.7
|  | 1995 | 7 | 3 | 7 | 4399 | 21 | 26.6
|  | 1995 | 7 | 3 | 8 | 4400 | 142 | 27.8
|  | 1995 | 7 | 3 | 9 | 4401 | 327 | 28.9
|  | 1995 | 7 | 3 | 10 | 4402 | 531 | 30.1
|  | 1995 | 7 | 3 | 11 | 4403 | 744 | 32.7
|  | 1995 | 7 | 3 | 12 | 4404 | 827 | 32.7
|  | 1995 | 7 | 3 | 13 | 4405 | 849 | 32.7
|  | 1995 | 7 | 3 | 14 | 4406 | 745 | 32
|  | 1995 | 7 | 3 | 15 | 4407 | 584 | 31.4
|  | 1995 | 7 | 3 | 16 | 4408 | 392 | 30.7
|  | 1995 | 7 | 3 | 17 | 4409 | 283 | 30.4
|  | 1995 | 7 | 3 | 18 | 4410 | 138 | 30.1
|  | 1995 | 7 | 3 | 19 | 4411 | 16 | 29.8
|  | 1995 | 7 | 3 | 20 | 4412 | 0 | 29.3
|  | 1995 | 7 | 3 | 21 | 4413 | 0 | 28.7
|  | 1995 | 7 | 3 | 22 | 4414 | 0 | 28.2
|  | 1995 | 7 | 3 | 23 | 4415 | 0 | 27.8
|  | 1995 | 7 | 3 | 24 | 4416 | 0 | 27.4
|  | 1995 | 7 | 4 | 1 | 4417 | 0 | 27
|  | 1995 | 7 | 4 | 2 | 4418 | 0 | 26.8
|  | 1995 | 7 | 4 | 3 | 4419 | 0 | 26.7
|  | 1995 | 7 | 4 | 4 | 4420 | 0 | 26.5
|  | 1995 | 7 | 4 | 5 | 4421 | 0 | 26.4
|  | 1995 | 7 | 4 | 6 | 4422 | 0 | 26.2
|  | 1995 | 7 | 4 | 7 | 4423 | 39 | 26.1
|  | 1995 | 7 | 4 | 8 | 4424 | 216 | 27.3
|  | 1995 | 7 | 4 | 9 | 4425 | 441 | 28.4
|  | 1995 | 7 | 4 | 10 | 4426 | 660 | 29.6
|  | 1995 | 7 | 4 | 11 | 4427 | 770 | 30.9
|  | 1995 | 7 | 4 | 12 | 4428 | 797 | 32.1
|  | 1995 | 7 | 4 | 13 | 4429 | 743 | 33.4
|  | 1995 | 7 | 4 | 14 | 4430 | 666 | 33.5
|  | 1995 | 7 | 4 | 15 | 4431 | 543 | 33.7
|  | 1995 | 7 | 4 | 16 | 4432 | 393 | 33.8
|  | 1995 | 7 | 4 | 17 | 4433 | 260 | 33.3
|  | 1995 | 7 | 4 | 18 | 4434 | 118 | 32.8
|  | 1995 | 7 | 4 | 19 | 4435 | 13 | 32.3
|  | 1995 | 7 | 4 | 20 | 4436 | 0 | 31.6
|  | 1995 | 7 | 4 | 21 | 4437 | 0 | 31
|  | 1995 | 7 | 4 | 22 | 4438 | 0 | 30.3
|  | 1995 | 7 | 4 | 23 | 4439 | 0 | 29.9
|  | 1995 | 7 | 4 | 24 | 4440 | 0 | 29.4
|  | 1995 | 7 | 5 | 1 | 4441 | 0 | 29
|  | 1995 | 7 | 5 | 2 | 4442 | 0 | 28.7
|  | 1995 | 7 | 5 | 3 | 4443 | 0 | 28.4
|  | 1995 | 7 | 5 | 4 | 4444 | 0 | 28.1
|  | 1995 | 7 | 5 | 5 | 4445 | 0 | 27.7
|  | 1995 | 7 | 5 | 6 | 4446 | 0 | 27.4
|  | 1995 | 7 | 5 | 7 | 4447 | 21 | 27
|  | 1995 | 7 | 5 | 8 | 4448 | 105 | 27.9
|  | 1995 | 7 | 5 | 9 | 4449 | 201 | 28.7
|  | 1995 | 7 | 5 | 10 | 4450 | 286 | 29.6
|  | 1995 | 7 | 5 | 11 | 4451 | 351 | 29.6
|  | 1995 | 7 | 5 | 12 | 4452 | 390 | 29.6
|  | 1995 | 7 | 5 | 13 | 4453 | 401 | 29.6
|  | 1995 | 7 | 5 | 14 | 4454 | 382 | 29.9
|  | 1995 | 7 | 5 | 15 | 4455 | 336 | 30.3
|  | 1995 | 7 | 5 | 16 | 4456 | 265 | 30.6
|  | 1995 | 7 | 5 | 17 | 4457 | 175 | 30.1
|  | 1995 | 7 | 5 | 18 | 4458 | 79 | 29.7
|  | 1995 | 7 | 5 | 19 | 4459 | 9 | 29.2
|  | 1995 | 7 | 5 | 20 | 4460 | 0 | 28.2
|  | 1995 | 7 | 5 | 21 | 4461 | 0 | 27.1
|  | 1995 | 7 | 5 | 22 | 4462 | 0 | 26.1
|  | 1995 | 7 | 5 | 23 | 4463 | 0 | 25.9
|  | 1995 | 7 | 5 | 24 | 4464 | 0 | 25.6
|  | 1995 | 7 | 6 | 1 | 4465 | 0 | 25.4
|  | 1995 | 7 | 6 | 2 | 4466 | 0 | 25.3
|  | 1995 | 7 | 6 | 3 | 4467 | 0 | 25.1
|  | 1995 | 7 | 6 | 4 | 4468 | 0 | 25
|  | 1995 | 7 | 6 | 5 | 4469 | 0 | 25
|  | 1995 | 7 | 6 | 6 | 4470 | 0 | 25
|  | 1995 | 7 | 6 | 7 | 4471 | 30 | 25
|  | 1995 | 7 | 6 | 8 | 4472 | 182 | 26.5
|  | 1995 | 7 | 6 | 9 | 4473 | 391 | 28
|  | 1995 | 7 | 6 | 10 | 4474 | 605 | 29.5
|  | 1995 | 7 | 6 | 11 | 4475 | 743 | 30.3
|  | 1995 | 7 | 6 | 12 | 4476 | 826 | 31.2
|  | 1995 | 7 | 6 | 13 | 4477 | 849 | 32
|  | 1995 | 7 | 6 | 14 | 4478 | 746 | 31.2
|  | 1995 | 7 | 6 | 15 | 4479 | 585 | 30.4
|  | 1995 | 7 | 6 | 16 | 4480 | 393 | 29.6
|  | 1995 | 7 | 6 | 17 | 4481 | 261 | 29.9
|  | 1995 | 7 | 6 | 18 | 4482 | 118 | 30.1
|  | 1995 | 7 | 6 | 19 | 4483 | 13 | 30.4
|  | 1995 | 7 | 6 | 20 | 4484 | 0 | 29.6
|  | 1995 | 7 | 6 | 21 | 4485 | 0 | 28.8
|  | 1995 | 7 | 6 | 22 | 4486 | 0 | 28
|  | 1995 | 7 | 6 | 23 | 4487 | 0 | 27.7
|  | 1995 | 7 | 6 | 24 | 4488 | 0 | 27.5
|  | 1995 | 7 | 7 | 1 | 4489 | 0 | 27.2
|  | 1995 | 7 | 7 | 2 | 4490 | 0 | 26.7
|  | 1995 | 7 | 7 | 3 | 4491 | 0 | 26.1
|  | 1995 | 7 | 7 | 4 | 4492 | 0 | 25.6
|  | 1995 | 7 | 7 | 5 | 4493 | 0 | 25.8
|  | 1995 | 7 | 7 | 6 | 4494 | 0 | 26
|  | 1995 | 7 | 7 | 7 | 4495 | 37 | 26.2
|  | 1995 | 7 | 7 | 8 | 4496 | 204 | 28
|  | 1995 | 7 | 7 | 9 | 4497 | 409 | 29.7
|  | 1995 | 7 | 7 | 10 | 4498 | 607 | 31.5
|  | 1995 | 7 | 7 | 11 | 4499 | 717 | 32.2
|  | 1995 | 7 | 7 | 12 | 4500 | 764 | 32.9
|  | 1995 | 7 | 7 | 13 | 4501 | 745 | 33.6
|  | 1995 | 7 | 7 | 14 | 4502 | 667 | 33
|  | 1995 | 7 | 7 | 15 | 4503 | 544 | 32.4
|  | 1995 | 7 | 7 | 16 | 4504 | 393 | 31.8
|  | 1995 | 7 | 7 | 17 | 4505 | 306 | 31.4
|  | 1995 | 7 | 7 | 18 | 4506 | 155 | 31
|  | 1995 | 7 | 7 | 19 | 4507 | 19 | 30.6
|  | 1995 | 7 | 7 | 20 | 4508 | 0 | 30.2
|  | 1995 | 7 | 7 | 21 | 4509 | 0 | 29.8
|  | 1995 | 7 | 7 | 22 | 4510 | 0 | 29.4
|  | 1995 | 7 | 7 | 23 | 4511 | 0 | 29.1
|  | 1995 | 7 | 7 | 24 | 4512 | 0 | 28.7
|  | 1995 | 7 | 8 | 1 | 4513 | 0 | 28.3
|  | 1995 | 7 | 8 | 2 | 4514 | 0 | 28.1
|  | 1995 | 7 | 8 | 3 | 4515 | 0 | 28
|  | 1995 | 7 | 8 | 4 | 4516 | 0 | 27.8
|  | 1995 | 7 | 8 | 5 | 4517 | 0 | 27.6
|  | 1995 | 7 | 8 | 6 | 4518 | 0 | 27.5
|  | 1995 | 7 | 8 | 7 | 4519 | 42 | 27.3
|  | 1995 | 7 | 8 | 8 | 4520 | 220 | 28
|  | 1995 | 7 | 8 | 9 | 4521 | 424 | 29
|  | 1995 | 7 | 8 | 10 | 4522 | 605 | 31
|  | 1995 | 7 | 8 | 11 | 4523 | 716 | 31.8
|  | 1995 | 7 | 8 | 12 | 4524 | 762 | 32.7
|  | 1995 | 7 | 8 | 13 | 4525 | 744 | 33.5
|  | 1995 | 7 | 8 | 14 | 4526 | 667 | 33.7
|  | 1995 | 7 | 8 | 15 | 4527 | 544 | 34
|  | 1995 | 7 | 8 | 16 | 4528 | 393 | 34.2
|  | 1995 | 7 | 8 | 17 | 4529 | 306 | 33.4
|  | 1995 | 7 | 8 | 18 | 4530 | 156 | 32.6
|  | 1995 | 7 | 8 | 19 | 4531 | 19 | 31.8
|  | 1995 | 7 | 8 | 20 | 4532 | 0 | 31.2
|  | 1995 | 7 | 8 | 21 | 4533 | 0 | 30.5
|  | 1995 | 7 | 8 | 22 | 4534 | 0 | 29.9
|  | 1995 | 7 | 8 | 23 | 4535 | 0 | 29.7
|  | 1995 | 7 | 8 | 24 | 4536 | 0 | 29.4
|  | 1995 | 7 | 9 | 1 | 4537 | 0 | 29.2
|  | 1995 | 7 | 9 | 2 | 4538 | 0 | 28.8
|  | 1995 | 7 | 9 | 3 | 4539 | 0 | 28.5
|  | 1995 | 7 | 9 | 4 | 4540 | 0 | 28.1
|  | 1995 | 7 | 9 | 5 | 4541 | 0 | 27.9
|  | 1995 | 7 | 9 | 6 | 4542 | 0 | 27.8
|  | 1995 | 7 | 9 | 7 | 4543 | 36 | 27.6
|  | 1995 | 7 | 9 | 8 | 4544 | 191 | 24.7
|  | 1995 | 7 | 9 | 9 | 4545 | 422 | 28
|  | 1995 | 7 | 9 | 10 | 4546 | 657 | 31.3
|  | 1995 | 7 | 9 | 11 | 4547 | 788 | 32.2
|  | 1995 | 7 | 9 | 12 | 4548 | 854 | 33.1
|  | 1995 | 7 | 9 | 13 | 4549 | 850 | 34
|  | 1995 | 7 | 9 | 14 | 4550 | 747 | 34.2
|  | 1995 | 7 | 9 | 15 | 4551 | 586 | 34.4
|  | 1995 | 7 | 9 | 16 | 4552 | 394 | 34.6
|  | 1995 | 7 | 9 | 17 | 4553 | 261 | 33.4
|  | 1995 | 7 | 9 | 18 | 4554 | 118 | 32.2
|  | 1995 | 7 | 9 | 19 | 4555 | 13 | 31
|  | 1995 | 7 | 9 | 20 | 4556 | 0 | 30.7
|  | 1995 | 7 | 9 | 21 | 4557 | 0 | 30.3
|  | 1995 | 7 | 9 | 22 | 4558 | 0 | 30
|  | 1995 | 7 | 9 | 23 | 4559 | 0 | 29.7
|  | 1995 | 7 | 9 | 24 | 4560 | 0 | 29.3
|  | 1995 | 7 | 10 | 1 | 4561 | 0 | 29
|  | 1995 | 7 | 10 | 2 | 4562 | 0 | 28.9
|  | 1995 | 7 | 10 | 3 | 4563 | 0 | 28.8
|  | 1995 | 7 | 10 | 4 | 4564 | 0 | 28.7
|  | 1995 | 7 | 10 | 5 | 4565 | 0 | 28.6
|  | 1995 | 7 | 10 | 6 | 4566 | 0 | 28.5
|  | 1995 | 7 | 10 | 7 | 4567 | 41 | 28.4
|  | 1995 | 7 | 10 | 8 | 4568 | 225 | 29.4
|  | 1995 | 7 | 10 | 9 | 4569 | 447 | 30.4
|  | 1995 | 7 | 10 | 10 | 4570 | 653 | 31.4
|  | 1995 | 7 | 10 | 11 | 4571 | 765 | 32.2
|  | 1995 | 7 | 10 | 12 | 4572 | 796 | 33
|  | 1995 | 7 | 10 | 13 | 4573 | 744 | 33.8
|  | 1995 | 7 | 10 | 14 | 4574 | 668 | 33.5
|  | 1995 | 7 | 10 | 15 | 4575 | 545 | 33.2
|  | 1995 | 7 | 10 | 16 | 4576 | 395 | 32.9
|  | 1995 | 7 | 10 | 17 | 4577 | 236 | 32.6
|  | 1995 | 7 | 10 | 18 | 4578 | 94 | 32.3
|  | 1995 | 7 | 10 | 19 | 4579 | 9 | 32
|  | 1995 | 7 | 10 | 20 | 4580 | 0 | 32
|  | 1995 | 7 | 10 | 21 | 4581 | 0 | 31.3
|  | 1995 | 7 | 10 | 22 | 4582 | 0 | 30.7
|  | 1995 | 7 | 10 | 23 | 4583 | 0 | 30.3
|  | 1995 | 7 | 10 | 24 | 4584 | 0 | 29.9
|  | 1995 | 7 | 11 | 1 | 4585 | 0 | 29.5
|  | 1995 | 7 | 11 | 2 | 4586 | 0 | 28.7
|  | 1995 | 7 | 11 | 3 | 4587 | 0 | 28
|  | 1995 | 7 | 11 | 4 | 4588 | 0 | 27.2
|  | 1995 | 7 | 11 | 5 | 4589 | 0 | 27.3
|  | 1995 | 7 | 11 | 6 | 4590 | 0 | 27.5
|  | 1995 | 7 | 11 | 7 | 4591 | 28 | 27.6
|  | 1995 | 7 | 11 | 8 | 4592 | 152 | 28.1
|  | 1995 | 7 | 11 | 9 | 4593 | 295 | 28.5
|  | 1995 | 7 | 11 | 10 | 4594 | 423 | 29
|  | 1995 | 7 | 11 | 11 | 4595 | 521 | 30.4
|  | 1995 | 7 | 11 | 12 | 4596 | 580 | 31.8
|  | 1995 | 7 | 11 | 13 | 4597 | 597 | 33.2
|  | 1995 | 7 | 11 | 14 | 4598 | 622 | 33.3
|  | 1995 | 7 | 11 | 15 | 4599 | 588 | 33.3
|  | 1995 | 7 | 11 | 16 | 4600 | 494 | 33.4
|  | 1995 | 7 | 11 | 17 | 4601 | 308 | 31.3
|  | 1995 | 7 | 11 | 18 | 4602 | 130 | 29.3
|  | 1995 | 7 | 11 | 19 | 4603 | 13 | 27.2
|  | 1995 | 7 | 11 | 20 | 4604 | 0 | 27.2
|  | 1995 | 7 | 11 | 21 | 4605 | 0 | 27.1
|  | 1995 | 7 | 11 | 22 | 4606 | 0 | 27.1
|  | 1995 | 7 | 11 | 23 | 4607 | 0 | 26.9
|  | 1995 | 7 | 11 | 24 | 4608 | 0 | 26.8
|  | 1995 | 7 | 12 | 1 | 4609 | 0 | 26.6
|  | 1995 | 7 | 12 | 2 | 4610 | 0 | 26.4
|  | 1995 | 7 | 12 | 3 | 4611 | 0 | 26.2
|  | 1995 | 7 | 12 | 4 | 4612 | 0 | 26
|  | 1995 | 7 | 12 | 5 | 4613 | 0 | 25.8
|  | 1995 | 7 | 12 | 6 | 4614 | 0 | 25.7
|  | 1995 | 7 | 12 | 7 | 4615 | 28 | 25.5
|  | 1995 | 7 | 12 | 8 | 4616 | 178 | 26.8
|  | 1995 | 7 | 12 | 9 | 4617 | 387 | 28.1
|  | 1995 | 7 | 12 | 10 | 4618 | 603 | 29.4
|  | 1995 | 7 | 12 | 11 | 4619 | 648 | 28.8
|  | 1995 | 7 | 12 | 12 | 4620 | 579 | 28.2
|  | 1995 | 7 | 12 | 13 | 4621 | 402 | 27.6
|  | 1995 | 7 | 12 | 14 | 4622 | 384 | 27
|  | 1995 | 7 | 12 | 15 | 4623 | 337 | 27.3
|  | 1995 | 7 | 12 | 16 | 4624 | 266 | 27.6
|  | 1995 | 7 | 12 | 17 | 4625 | 176 | 28
|  | 1995 | 7 | 12 | 18 | 4626 | 80 | 28.5
|  | 1995 | 7 | 12 | 19 | 4627 | 9 | 28.9
|  | 1995 | 7 | 12 | 20 | 4628 | 0 | 27.7
|  | 1995 | 7 | 12 | 21 | 4629 | 0 | 26.4
|  | 1995 | 7 | 12 | 22 | 4630 | 0 | 25.2
|  | 1995 | 7 | 12 | 23 | 4631 | 0 | 24.8
|  | 1995 | 7 | 12 | 24 | 4632 | 0 | 24.4
|  | 1995 | 7 | 13 | 1 | 4633 | 0 | 24
|  | 1995 | 7 | 13 | 2 | 4634 | 0 | 24
|  | 1995 | 7 | 13 | 3 | 4635 | 0 | 24
|  | 1995 | 7 | 13 | 4 | 4636 | 0 | 24
|  | 1995 | 7 | 13 | 5 | 4637 | 0 | 24.2
|  | 1995 | 7 | 13 | 6 | 4638 | 0 | 24.3
|  | 1995 | 7 | 13 | 7 | 4639 | 27 | 24.5
|  | 1995 | 7 | 13 | 8 | 4640 | 136 | 25.4
|  | 1995 | 7 | 13 | 9 | 4641 | 233 | 26.3
|  | 1995 | 7 | 13 | 10 | 4642 | 284 | 27.2
|  | 1995 | 7 | 13 | 11 | 4643 | 350 | 26.4
|  | 1995 | 7 | 13 | 12 | 4644 | 391 | 25.5
|  | 1995 | 7 | 13 | 13 | 4645 | 403 | 24.7
|  | 1995 | 7 | 13 | 14 | 4646 | 384 | 25.3
|  | 1995 | 7 | 13 | 15 | 4647 | 338 | 25.8
|  | 1995 | 7 | 13 | 16 | 4648 | 266 | 26.4
|  | 1995 | 7 | 13 | 17 | 4649 | 177 | 26.4
|  | 1995 | 7 | 13 | 18 | 4650 | 80 | 26.4
|  | 1995 | 7 | 13 | 19 | 4651 | 9 | 26.4
|  | 1995 | 7 | 13 | 20 | 4652 | 0 | 26
|  | 1995 | 7 | 13 | 21 | 4653 | 0 | 25.5
|  | 1995 | 7 | 13 | 22 | 4654 | 0 | 25.1
|  | 1995 | 7 | 13 | 23 | 4655 | 0 | 25
|  | 1995 | 7 | 13 | 24 | 4656 | 0 | 24.9
|  | 1995 | 7 | 14 | 1 | 4657 | 0 | 24.8
|  | 1995 | 7 | 14 | 2 | 4658 | 0 | 24.9
|  | 1995 | 7 | 14 | 3 | 4659 | 0 | 24.9
|  | 1995 | 7 | 14 | 4 | 4660 | 0 | 25
|  | 1995 | 7 | 14 | 5 | 4661 | 0 | 25.1
|  | 1995 | 7 | 14 | 6 | 4662 | 0 | 25.1
|  | 1995 | 7 | 14 | 7 | 4663 | 27 | 25.2
|  | 1995 | 7 | 14 | 8 | 4664 | 164 | 26.6
|  | 1995 | 7 | 14 | 9 | 4665 | 345 | 28.1
|  | 1995 | 7 | 14 | 10 | 4666 | 526 | 29.5
|  | 1995 | 7 | 14 | 11 | 4667 | 649 | 30.4
|  | 1995 | 7 | 14 | 12 | 4668 | 723 | 31.4
|  | 1995 | 7 | 14 | 13 | 4669 | 745 | 32.3
|  | 1995 | 7 | 14 | 14 | 4670 | 712 | 32.8
|  | 1995 | 7 | 14 | 15 | 4671 | 626 | 33.4
|  | 1995 | 7 | 14 | 16 | 4672 | 495 | 33.9
|  | 1995 | 7 | 14 | 17 | 4673 | 328 | 33
|  | 1995 | 7 | 14 | 18 | 4674 | 149 | 32.1
|  | 1995 | 7 | 14 | 19 | 4675 | 16 | 31.2
|  | 1995 | 7 | 14 | 20 | 4676 | 0 | 30.6
|  | 1995 | 7 | 14 | 21 | 4677 | 0 | 30.1
|  | 1995 | 7 | 14 | 22 | 4678 | 0 | 29.5
|  | 1995 | 7 | 14 | 23 | 4679 | 0 | 29.2
|  | 1995 | 7 | 14 | 24 | 4680 | 0 | 29
|  | 1995 | 7 | 15 | 1 | 4681 | 0 | 28.7
|  | 1995 | 7 | 15 | 2 | 4682 | 0 | 28.3
|  | 1995 | 7 | 15 | 3 | 4683 | 0 | 27.9
|  | 1995 | 7 | 15 | 4 | 4684 | 0 | 27.5
|  | 1995 | 7 | 15 | 5 | 4685 | 0 | 27.4
|  | 1995 | 7 | 15 | 6 | 4686 | 0 | 27.3
|  | 1995 | 7 | 15 | 7 | 4687 | 26 | 27.2
|  | 1995 | 7 | 15 | 8 | 4688 | 164 | 28.1
|  | 1995 | 7 | 15 | 9 | 4689 | 345 | 29.1
|  | 1995 | 7 | 15 | 10 | 4690 | 527 | 30
|  | 1995 | 7 | 15 | 11 | 4691 | 650 | 30.9
|  | 1995 | 7 | 15 | 12 | 4692 | 725 | 31.7
|  | 1995 | 7 | 15 | 13 | 4693 | 747 | 32.6
|  | 1995 | 7 | 15 | 14 | 4694 | 670 | 34
|  | 1995 | 7 | 15 | 15 | 4695 | 548 | 34.8
|  | 1995 | 7 | 15 | 16 | 4696 | 397 | 35.6
|  | 1995 | 7 | 15 | 17 | 4697 | 263 | 34.2
|  | 1995 | 7 | 15 | 18 | 4698 | 119 | 32.7
|  | 1995 | 7 | 15 | 19 | 4699 | 13 | 31.3
|  | 1995 | 7 | 15 | 20 | 4700 | 0 | 30.6
|  | 1995 | 7 | 15 | 21 | 4701 | 0 | 29.8
|  | 1995 | 7 | 15 | 22 | 4702 | 0 | 29.1
|  | 1995 | 7 | 15 | 23 | 4703 | 0 | 28.7
|  | 1995 | 7 | 15 | 24 | 4704 | 0 | 28.3
|  | 1995 | 7 | 16 | 1 | 4705 | 0 | 27.9
|  | 1995 | 7 | 16 | 2 | 4706 | 0 | 27.6
|  | 1995 | 7 | 16 | 3 | 4707 | 0 | 27.3
|  | 1995 | 7 | 16 | 4 | 4708 | 0 | 27
|  | 1995 | 7 | 16 | 5 | 4709 | 0 | 26.9
|  | 1995 | 7 | 16 | 6 | 4710 | 0 | 26.7
|  | 1995 | 7 | 16 | 7 | 4711 | 32 | 26.6
|  | 1995 | 7 | 16 | 8 | 4712 | 213 | 28
|  | 1995 | 7 | 16 | 9 | 4713 | 455 | 29.3
|  | 1995 | 7 | 16 | 10 | 4714 | 687 | 30.7
|  | 1995 | 7 | 16 | 11 | 4715 | 847 | 31.5
|  | 1995 | 7 | 16 | 12 | 4716 | 945 | 32.4
|  | 1995 | 7 | 16 | 13 | 4717 | 974 | 33.2
|  | 1995 | 7 | 16 | 14 | 4718 | 904 | 33.8
|  | 1995 | 7 | 16 | 15 | 4719 | 762 | 34.3
|  | 1995 | 7 | 16 | 16 | 4720 | 567 | 34.9
|  | 1995 | 7 | 16 | 17 | 4721 | 346 | 32.6
|  | 1995 | 7 | 16 | 18 | 4722 | 140 | 30.3
|  | 1995 | 7 | 16 | 19 | 4723 | 13 | 28
|  | 1995 | 7 | 16 | 20 | 4724 | 0 | 28.3
|  | 1995 | 7 | 16 | 21 | 4725 | 0 | 28.5
|  | 1995 | 7 | 16 | 22 | 4726 | 0 | 28.8
|  | 1995 | 7 | 16 | 23 | 4727 | 0 | 28.4
|  | 1995 | 7 | 16 | 24 | 4728 | 0 | 28
|  | 1995 | 7 | 17 | 1 | 4729 | 0 | 27.6
|  | 1995 | 7 | 17 | 2 | 4730 | 0 | 27.3
|  | 1995 | 7 | 17 | 3 | 4731 | 0 | 26.9
|  | 1995 | 7 | 17 | 4 | 4732 | 0 | 26.6
|  | 1995 | 7 | 17 | 5 | 4733 | 0 | 26.6
|  | 1995 | 7 | 17 | 6 | 4734 | 0 | 26.7
|  | 1995 | 7 | 17 | 7 | 4735 | 26 | 26.7
|  | 1995 | 7 | 17 | 8 | 4736 | 150 | 28
|  | 1995 | 7 | 17 | 9 | 4737 | 294 | 29.3
|  | 1995 | 7 | 17 | 10 | 4738 | 423 | 30.6
|  | 1995 | 7 | 17 | 11 | 4739 | 522 | 30.6
|  | 1995 | 7 | 17 | 12 | 4740 | 582 | 30.6
|  | 1995 | 7 | 17 | 13 | 4741 | 599 | 30.6
|  | 1995 | 7 | 17 | 14 | 4742 | 572 | 31.9
|  | 1995 | 7 | 17 | 15 | 4743 | 503 | 33.2
|  | 1995 | 7 | 17 | 16 | 4744 | 397 | 34.5
|  | 1995 | 7 | 17 | 17 | 4745 | 287 | 33.1
|  | 1995 | 7 | 17 | 18 | 4746 | 140 | 31.7
|  | 1995 | 7 | 17 | 19 | 4747 | 16 | 30.3
|  | 1995 | 7 | 17 | 20 | 4748 | 0 | 30.2
|  | 1995 | 7 | 17 | 21 | 4749 | 0 | 30
|  | 1995 | 7 | 17 | 22 | 4750 | 0 | 29.9
|  | 1995 | 7 | 17 | 23 | 4751 | 0 | 29.9
|  | 1995 | 7 | 17 | 24 | 4752 | 0 | 29.9
|  | 1995 | 7 | 18 | 1 | 4753 | 0 | 28.4
|  | 1995 | 7 | 18 | 2 | 4754 | 0 | 28
|  | 1995 | 7 | 18 | 3 | 4755 | 0 | 27.7
|  | 1995 | 7 | 18 | 4 | 4756 | 0 | 27.3
|  | 1995 | 7 | 18 | 5 | 4757 | 0 | 27.2
|  | 1995 | 7 | 18 | 6 | 4758 | 0 | 27.1
|  | 1995 | 7 | 18 | 7 | 4759 | 31 | 27
|  | 1995 | 7 | 18 | 8 | 4760 | 175 | 28.3
|  | 1995 | 7 | 18 | 9 | 4761 | 320 | 29.6
|  | 1995 | 7 | 18 | 10 | 4762 | 422 | 30.9
|  | 1995 | 7 | 18 | 11 | 4763 | 521 | 30.9
|  | 1995 | 7 | 18 | 12 | 4764 | 582 | 30.9
|  | 1995 | 7 | 18 | 13 | 4765 | 599 | 30.9
|  | 1995 | 7 | 18 | 14 | 4766 | 515 | 29.9
|  | 1995 | 7 | 18 | 15 | 4767 | 398 | 29
|  | 1995 | 7 | 18 | 16 | 4768 | 267 | 28
|  | 1995 | 7 | 18 | 17 | 4769 | 208 | 27.7
|  | 1995 | 7 | 18 | 18 | 4770 | 107 | 27.3
|  | 1995 | 7 | 18 | 19 | 4771 | 13 | 27
|  | 1995 | 7 | 18 | 20 | 4772 | 0 | 27.2
|  | 1995 | 7 | 18 | 21 | 4773 | 0 | 27.4
|  | 1995 | 7 | 18 | 22 | 4774 | 0 | 27.6
|  | 1995 | 7 | 18 | 23 | 4775 | 0 | 27.4
|  | 1995 | 7 | 18 | 24 | 4776 | 0 | 27.3
|  | 1995 | 7 | 19 | 1 | 4777 | 0 | 27.1
|  | 1995 | 7 | 19 | 2 | 4778 | 0 | 27
|  | 1995 | 7 | 19 | 3 | 4779 | 0 | 26.8
|  | 1995 | 7 | 19 | 4 | 4780 | 0 | 26.7
|  | 1995 | 7 | 19 | 5 | 4781 | 0 | 26.8
|  | 1995 | 7 | 19 | 6 | 4782 | 0 | 26.9
|  | 1995 | 7 | 19 | 7 | 4783 | 25 | 27
|  | 1995 | 7 | 19 | 8 | 4784 | 148 | 28.3
|  | 1995 | 7 | 19 | 9 | 4785 | 293 | 29.7
|  | 1995 | 7 | 19 | 10 | 4786 | 422 | 31
|  | 1995 | 7 | 19 | 11 | 4787 | 521 | 31.5
|  | 1995 | 7 | 19 | 12 | 4788 | 581 | 32
|  | 1995 | 7 | 19 | 13 | 4789 | 598 | 32.5
|  | 1995 | 7 | 19 | 14 | 4790 | 624 | 32.7
|  | 1995 | 7 | 19 | 15 | 4791 | 591 | 32.9
|  | 1995 | 7 | 19 | 16 | 4792 | 498 | 33.1
|  | 1995 | 7 | 19 | 17 | 4793 | 329 | 32.1
|  | 1995 | 7 | 19 | 18 | 4794 | 149 | 31.1
|  | 1995 | 7 | 19 | 19 | 4795 | 16 | 30.1
|  | 1995 | 7 | 19 | 20 | 4796 | 0 | 29.5
|  | 1995 | 7 | 19 | 21 | 4797 | 0 | 28.8
|  | 1995 | 7 | 19 | 22 | 4798 | 0 | 28.2
|  | 1995 | 7 | 19 | 23 | 4799 | 0 | 27.9
|  | 1995 | 7 | 19 | 24 | 4800 | 0 | 27.7
|  | 1995 | 7 | 20 | 1 | 4801 | 0 | 27.4
|  | 1995 | 7 | 20 | 2 | 4802 | 0 | 27.3
|  | 1995 | 7 | 20 | 3 | 4803 | 0 | 27.2
|  | 1995 | 7 | 20 | 4 | 4804 | 0 | 27.1
|  | 1995 | 7 | 20 | 5 | 4805 | 0 | 27.1
|  | 1995 | 7 | 20 | 6 | 4806 | 0 | 27
|  | 1995 | 7 | 20 | 7 | 4807 | 24 | 27
|  | 1995 | 7 | 20 | 8 | 4808 | 147 | 28.2
|  | 1995 | 7 | 20 | 9 | 4809 | 292 | 29.3
|  | 1995 | 7 | 20 | 10 | 4810 | 421 | 30.5
|  | 1995 | 7 | 20 | 11 | 4811 | 520 | 30.9
|  | 1995 | 7 | 20 | 12 | 4812 | 581 | 31.3
|  | 1995 | 7 | 20 | 13 | 4813 | 599 | 31.7
|  | 1995 | 7 | 20 | 14 | 4814 | 572 | 31.6
|  | 1995 | 7 | 20 | 15 | 4815 | 503 | 31.6
|  | 1995 | 7 | 20 | 16 | 4816 | 397 | 31.5
|  | 1995 | 7 | 20 | 17 | 4817 | 263 | 30.7
|  | 1995 | 7 | 20 | 18 | 4818 | 119 | 29.9
|  | 1995 | 7 | 20 | 19 | 4819 | 13 | 29.1
|  | 1995 | 7 | 20 | 20 | 4820 | 0 | 27.7
|  | 1995 | 7 | 20 | 21 | 4821 | 0 | 26.4
|  | 1995 | 7 | 20 | 22 | 4822 | 0 | 25
|  | 1995 | 7 | 20 | 23 | 4823 | 0 | 25.3
|  | 1995 | 7 | 20 | 24 | 4824 | 0 | 25.7
|  | 1995 | 7 | 21 | 1 | 4825 | 0 | 26
|  | 1995 | 7 | 21 | 2 | 4826 | 0 | 25.8
|  | 1995 | 7 | 21 | 3 | 4827 | 0 | 25.6
|  | 1995 | 7 | 21 | 4 | 4828 | 0 | 25.4
|  | 1995 | 7 | 21 | 5 | 4829 | 0 | 25.6
|  | 1995 | 7 | 21 | 6 | 4830 | 0 | 25.8
|  | 1995 | 7 | 21 | 7 | 4831 | 30 | 26
|  | 1995 | 7 | 21 | 8 | 4832 | 160 | 27.2
|  | 1995 | 7 | 21 | 9 | 4833 | 263 | 28.5
|  | 1995 | 7 | 21 | 10 | 4834 | 284 | 29.7
|  | 1995 | 7 | 21 | 11 | 4835 | 351 | 29.7
|  | 1995 | 7 | 21 | 12 | 4836 | 392 | 29.7
|  | 1995 | 7 | 21 | 13 | 4837 | 600 | 32.6
|  | 1995 | 7 | 21 | 14 | 4838 | 573 | 32.7
|  | 1995 | 7 | 21 | 15 | 4839 | 504 | 32.7
|  | 1995 | 7 | 21 | 16 | 4840 | 398 | 32.8
|  | 1995 | 7 | 21 | 17 | 4841 | 237 | 30.3
|  | 1995 | 7 | 21 | 18 | 4842 | 94 | 27.9
|  | 1995 | 7 | 21 | 19 | 4843 | 9 | 25.4
|  | 1995 | 7 | 21 | 20 | 4844 | 0 | 25.5
|  | 1995 | 7 | 21 | 21 | 4845 | 0 | 25.5
|  | 1995 | 7 | 21 | 22 | 4846 | 0 | 25.6
|  | 1995 | 7 | 21 | 23 | 4847 | 0 | 25.9
|  | 1995 | 7 | 21 | 24 | 4848 | 0 | 26.2
|  | 1995 | 7 | 22 | 1 | 4849 | 0 | 26.5
|  | 1995 | 7 | 22 | 2 | 4850 | 0 | 26.5
|  | 1995 | 7 | 22 | 3 | 4851 | 0 | 26.4
|  | 1995 | 7 | 22 | 4 | 4852 | 0 | 26.4
|  | 1995 | 7 | 22 | 5 | 4853 | 0 | 26.4
|  | 1995 | 7 | 22 | 6 | 4854 | 0 | 26.4
|  | 1995 | 7 | 22 | 7 | 4855 | 24 | 26.4
|  | 1995 | 7 | 22 | 8 | 4856 | 147 | 27.2
|  | 1995 | 7 | 22 | 9 | 4857 | 291 | 28.1
|  | 1995 | 7 | 22 | 10 | 4858 | 421 | 28.9
|  | 1995 | 7 | 22 | 11 | 4859 | 569 | 29.8
|  | 1995 | 7 | 22 | 12 | 4860 | 683 | 30.6
|  | 1995 | 7 | 22 | 13 | 4861 | 749 | 31.5
|  | 1995 | 7 | 22 | 14 | 4862 | 673 | 31.8
|  | 1995 | 7 | 22 | 15 | 4863 | 550 | 32.2
|  | 1995 | 7 | 22 | 16 | 4864 | 398 | 32.5
|  | 1995 | 7 | 22 | 17 | 4865 | 287 | 32
|  | 1995 | 7 | 22 | 18 | 4866 | 139 | 31.4
|  | 1995 | 7 | 22 | 19 | 4867 | 16 | 30.9
|  | 1995 | 7 | 22 | 20 | 4868 | 0 | 30.3
|  | 1995 | 7 | 22 | 21 | 4869 | 0 | 29.8
|  | 1995 | 7 | 22 | 22 | 4870 | 0 | 29.2
|  | 1995 | 7 | 22 | 23 | 4871 | 0 | 28.7
|  | 1995 | 7 | 22 | 24 | 4872 | 0 | 28.2
|  | 1995 | 7 | 23 | 1 | 4873 | 0 | 27.7
|  | 1995 | 7 | 23 | 2 | 4874 | 0 | 27.1
|  | 1995 | 7 | 23 | 3 | 4875 | 0 | 26.6
|  | 1995 | 7 | 23 | 4 | 4876 | 0 | 26
|  | 1995 | 7 | 23 | 5 | 4877 | 0 | 25.9
|  | 1995 | 7 | 23 | 6 | 4878 | 0 | 25.7
|  | 1995 | 7 | 23 | 7 | 4879 | 16 | 25.6
|  | 1995 | 7 | 23 | 8 | 4880 | 99 | 26.5
|  | 1995 | 7 | 23 | 9 | 4881 | 197 | 27.3
|  | 1995 | 7 | 23 | 10 | 4882 | 285 | 28.2
|  | 1995 | 7 | 23 | 11 | 4883 | 352 | 28.8
|  | 1995 | 7 | 23 | 12 | 4884 | 393 | 29.5
|  | 1995 | 7 | 23 | 13 | 4885 | 405 | 30.1
|  | 1995 | 7 | 23 | 14 | 4886 | 455 | 31.1
|  | 1995 | 7 | 23 | 15 | 4887 | 454 | 32
|  | 1995 | 7 | 23 | 16 | 4888 | 398 | 33
|  | 1995 | 7 | 23 | 17 | 4889 | 263 | 30.9
|  | 1995 | 7 | 23 | 18 | 4890 | 118 | 28.8
|  | 1995 | 7 | 23 | 19 | 4891 | 13 | 26.7
|  | 1995 | 7 | 23 | 20 | 4892 | 0 | 26.8
|  | 1995 | 7 | 23 | 21 | 4893 | 0 | 26.9
|  | 1995 | 7 | 23 | 22 | 4894 | 0 | 27
|  | 1995 | 7 | 23 | 23 | 4895 | 0 | 26.9
|  | 1995 | 7 | 23 | 24 | 4896 | 0 | 26.7
|  | 1995 | 7 | 24 | 1 | 4897 | 0 | 26.6
|  | 1995 | 7 | 24 | 2 | 4898 | 0 | 26.4
|  | 1995 | 7 | 24 | 3 | 4899 | 0 | 26.1
|  | 1995 | 7 | 24 | 4 | 4900 | 0 | 25.9
|  | 1995 | 7 | 24 | 5 | 4901 | 0 | 26
|  | 1995 | 7 | 24 | 6 | 4902 | 0 | 26
|  | 1995 | 7 | 24 | 7 | 4903 | 16 | 26.1
|  | 1995 | 7 | 24 | 8 | 4904 | 116 | 27.6
|  | 1995 | 7 | 24 | 9 | 4905 | 263 | 29.2
|  | 1995 | 7 | 24 | 10 | 4906 | 422 | 30.7
|  | 1995 | 7 | 24 | 11 | 4907 | 441 | 29.6
|  | 1995 | 7 | 24 | 12 | 4908 | 392 | 28.5
|  | 1995 | 7 | 24 | 13 | 4909 | 600 | 32.6
|  | 1995 | 7 | 24 | 14 | 4910 | 516 | 31.2
|  | 1995 | 7 | 24 | 15 | 4911 | 399 | 29.9
|  | 1995 | 7 | 24 | 16 | 4912 | 268 | 28.5
|  | 1995 | 7 | 24 | 17 | 4913 | 177 | 27.9
|  | 1995 | 7 | 24 | 18 | 4914 | 80 | 27.2
|  | 1995 | 7 | 24 | 19 | 4915 | 8 | 26.6
|  | 1995 | 7 | 24 | 20 | 4916 | 0 | 26.4
|  | 1995 | 7 | 24 | 21 | 4917 | 0 | 26.2
|  | 1995 | 7 | 24 | 22 | 4918 | 0 | 26
|  | 1995 | 7 | 24 | 23 | 4919 | 0 | 25.9
|  | 1995 | 7 | 24 | 24 | 4920 | 0 | 25.8
|  | 1995 | 7 | 25 | 1 | 4921 | 0 | 25.7
|  | 1995 | 7 | 25 | 2 | 4922 | 0 | 25.7
|  | 1995 | 7 | 25 | 3 | 4923 | 0 | 25.6
|  | 1995 | 7 | 25 | 4 | 4924 | 0 | 25.6
|  | 1995 | 7 | 25 | 5 | 4925 | 0 | 25.6
|  | 1995 | 7 | 25 | 6 | 4926 | 0 | 25.5
|  | 1995 | 7 | 25 | 7 | 4927 | 15 | 25.5
|  | 1995 | 7 | 25 | 8 | 4928 | 98 | 26.3
|  | 1995 | 7 | 25 | 9 | 4929 | 196 | 27.1
|  | 1995 | 7 | 25 | 10 | 4930 | 284 | 27.9
|  | 1995 | 7 | 25 | 11 | 4931 | 351 | 28.5
|  | 1995 | 7 | 25 | 12 | 4932 | 393 | 29.2
|  | 1995 | 7 | 25 | 13 | 4933 | 405 | 29.8
|  | 1995 | 7 | 25 | 14 | 4934 | 387 | 29.9
|  | 1995 | 7 | 25 | 15 | 4935 | 340 | 29.9
|  | 1995 | 7 | 25 | 16 | 4936 | 268 | 30
|  | 1995 | 7 | 25 | 17 | 4937 | 208 | 29.6
|  | 1995 | 7 | 25 | 18 | 4938 | 106 | 29.3
|  | 1995 | 7 | 25 | 19 | 4939 | 12 | 28.9
|  | 1995 | 7 | 25 | 20 | 4940 | 0 | 28.6
|  | 1995 | 7 | 25 | 21 | 4941 | 0 | 28.4
|  | 1995 | 7 | 25 | 22 | 4942 | 0 | 28.1
|  | 1995 | 7 | 25 | 23 | 4943 | 0 | 27.8
|  | 1995 | 7 | 25 | 24 | 4944 | 0 | 27.4
|  | 1995 | 7 | 26 | 1 | 4945 | 0 | 27.1
|  | 1995 | 7 | 26 | 2 | 4946 | 0 | 27.1
|  | 1995 | 7 | 26 | 3 | 4947 | 0 | 27.1
|  | 1995 | 7 | 26 | 4 | 4948 | 0 | 27.1
|  | 1995 | 7 | 26 | 5 | 4949 | 0 | 27
|  | 1995 | 7 | 26 | 6 | 4950 | 0 | 27
|  | 1995 | 7 | 26 | 7 | 4951 | 22 | 26.9
|  | 1995 | 7 | 26 | 8 | 4952 | 145 | 27.9
|  | 1995 | 7 | 26 | 9 | 4953 | 290 | 29
|  | 1995 | 7 | 26 | 10 | 4954 | 421 | 30
|  | 1995 | 7 | 26 | 11 | 4955 | 469 | 29.9
|  | 1995 | 7 | 26 | 12 | 4956 | 461 | 29.8
|  | 1995 | 7 | 26 | 13 | 4957 | 405 | 29.7
|  | 1995 | 7 | 26 | 14 | 4958 | 387 | 30
|  | 1995 | 7 | 26 | 15 | 4959 | 340 | 30.3
|  | 1995 | 7 | 26 | 16 | 4960 | 268 | 30.6
|  | 1995 | 7 | 26 | 17 | 4961 | 177 | 29.8
|  | 1995 | 7 | 26 | 18 | 4962 | 79 | 29.1
|  | 1995 | 7 | 26 | 19 | 4963 | 8 | 28.3
|  | 1995 | 7 | 26 | 20 | 4964 | 0 | 27.8
|  | 1995 | 7 | 26 | 21 | 4965 | 0 | 27.3
|  | 1995 | 7 | 26 | 22 | 4966 | 0 | 26.8
|  | 1995 | 7 | 26 | 23 | 4967 | 0 | 26.9
|  | 1995 | 7 | 26 | 24 | 4968 | 0 | 26.9
|  | 1995 | 7 | 27 | 1 | 4969 | 0 | 27
|  | 1995 | 7 | 27 | 2 | 4970 | 0 | 26.6
|  | 1995 | 7 | 27 | 3 | 4971 | 0 | 26.2
|  | 1995 | 7 | 27 | 4 | 4972 | 0 | 25.8
|  | 1995 | 7 | 27 | 5 | 4973 | 0 | 25.9
|  | 1995 | 7 | 27 | 6 | 4974 | 0 | 26.1
|  | 1995 | 7 | 27 | 7 | 4975 | 22 | 26.2
|  | 1995 | 7 | 27 | 8 | 4976 | 145 | 27.8
|  | 1995 | 7 | 27 | 9 | 4977 | 290 | 29.3
|  | 1995 | 7 | 27 | 10 | 4978 | 422 | 30.9
|  | 1995 | 7 | 27 | 11 | 4979 | 522 | 32.2
|  | 1995 | 7 | 27 | 12 | 4980 | 584 | 33.6
|  | 1995 | 7 | 27 | 13 | 4981 | 603 | 34.9
|  | 1995 | 7 | 27 | 14 | 4982 | 576 | 34.7
|  | 1995 | 7 | 27 | 15 | 4983 | 506 | 34.6
|  | 1995 | 7 | 27 | 16 | 4984 | 398 | 34.4
|  | 1995 | 7 | 27 | 17 | 4985 | 327 | 30
|  | 1995 | 7 | 27 | 18 | 4986 | 168 | 30.5
|  | 1995 | 7 | 27 | 19 | 4987 | 19 | 31
|  | 1995 | 7 | 27 | 20 | 4988 | 0 | 30.5
|  | 1995 | 7 | 27 | 21 | 4989 | 0 | 30.1
|  | 1995 | 7 | 27 | 22 | 4990 | 0 | 29.6
|  | 1995 | 7 | 27 | 23 | 4991 | 0 | 29
|  | 1995 | 7 | 27 | 24 | 4992 | 0 | 28.5
|  | 1995 | 7 | 28 | 1 | 4993 | 0 | 27.9
|  | 1995 | 7 | 28 | 2 | 4994 | 0 | 27.4
|  | 1995 | 7 | 28 | 3 | 4995 | 0 | 27
|  | 1995 | 7 | 28 | 4 | 4996 | 0 | 26.5
|  | 1995 | 7 | 28 | 5 | 4997 | 0 | 26.3
|  | 1995 | 7 | 28 | 6 | 4998 | 0 | 26.2
|  | 1995 | 7 | 28 | 7 | 4999 | 27 | 26
|  | 1995 | 7 | 28 | 8 | 5000 | 180 | 27.6
|  | 1995 | 7 | 28 | 9 | 5001 | 363 | 29.2
|  | 1995 | 7 | 28 | 10 | 5002 | 527 | 30.8
|  | 1995 | 7 | 28 | 11 | 5003 | 688 | 31.4
|  | 1995 | 7 | 28 | 12 | 5004 | 804 | 32
|  | 1995 | 7 | 28 | 13 | 5005 | 861 | 32.6
|  | 1995 | 7 | 28 | 14 | 5006 | 793 | 32.9
|  | 1995 | 7 | 28 | 15 | 5007 | 666 | 33.3
|  | 1995 | 7 | 28 | 16 | 5008 | 498 | 33.6
|  | 1995 | 7 | 28 | 17 | 5009 | 328 | 33.3
|  | 1995 | 7 | 28 | 18 | 5010 | 146 | 32.9
|  | 1995 | 7 | 28 | 19 | 5011 | 15 | 32.6
|  | 1995 | 7 | 28 | 20 | 5012 | 0 | 31.4
|  | 1995 | 7 | 28 | 21 | 5013 | 0 | 30.3
|  | 1995 | 7 | 28 | 22 | 5014 | 0 | 29.1
|  | 1995 | 7 | 28 | 23 | 5015 | 0 | 28.8
|  | 1995 | 7 | 28 | 24 | 5016 | 0 | 28.5
|  | 1995 | 7 | 29 | 1 | 5017 | 0 | 28.2
|  | 1995 | 7 | 29 | 2 | 5018 | 0 | 27.5
|  | 1995 | 7 | 29 | 3 | 5019 | 0 | 26.9
|  | 1995 | 7 | 29 | 4 | 5020 | 0 | 26.2
|  | 1995 | 7 | 29 | 5 | 5021 | 0 | 26
|  | 1995 | 7 | 29 | 6 | 5022 | 0 | 25.8
|  | 1995 | 7 | 29 | 7 | 5023 | 27 | 25.6
|  | 1995 | 7 | 29 | 8 | 5024 | 180 | 27.1
|  | 1995 | 7 | 29 | 9 | 5025 | 364 | 28.7
|  | 1995 | 7 | 29 | 10 | 5026 | 528 | 30.2
|  | 1995 | 7 | 29 | 11 | 5027 | 690 | 31.2
|  | 1995 | 7 | 29 | 12 | 5028 | 806 | 32.2
|  | 1995 | 7 | 29 | 13 | 5029 | 863 | 33.2
|  | 1995 | 7 | 29 | 14 | 5030 | 721 | 33.7
|  | 1995 | 7 | 29 | 15 | 5031 | 508 | 34.1
|  | 1995 | 7 | 29 | 16 | 5032 | 270 | 34.6
|  | 1995 | 7 | 29 | 17 | 5033 | 263 | 33.9
|  | 1995 | 7 | 29 | 18 | 5034 | 146 | 33.2
|  | 1995 | 7 | 29 | 19 | 5035 | 17 | 32.5
|  | 1995 | 7 | 29 | 20 | 5036 | 0 | 31.5
|  | 1995 | 7 | 29 | 21 | 5037 | 0 | 30.4
|  | 1995 | 7 | 29 | 22 | 5038 | 0 | 29.4
|  | 1995 | 7 | 29 | 23 | 5039 | 0 | 28.9
|  | 1995 | 7 | 29 | 24 | 5040 | 0 | 28.5
|  | 1995 | 7 | 30 | 1 | 5041 | 0 | 28
|  | 1995 | 7 | 30 | 2 | 5042 | 0 | 27.6
|  | 1995 | 7 | 30 | 3 | 5043 | 0 | 27.1
|  | 1995 | 7 | 30 | 4 | 5044 | 0 | 26.7
|  | 1995 | 7 | 30 | 5 | 5045 | 0 | 26.6
|  | 1995 | 7 | 30 | 6 | 5046 | 0 | 26.5
|  | 1995 | 7 | 30 | 7 | 5047 | 30 | 26.4
|  | 1995 | 7 | 30 | 8 | 5048 | 213 | 28
|  | 1995 | 7 | 30 | 9 | 5049 | 442 | 29.5
|  | 1995 | 7 | 30 | 10 | 5050 | 658 | 31.1
|  | 1995 | 7 | 30 | 11 | 5051 | 775 | 31.7
|  | 1995 | 7 | 30 | 12 | 5052 | 807 | 32.3
|  | 1995 | 7 | 30 | 13 | 5053 | 755 | 32.9
|  | 1995 | 7 | 30 | 14 | 5054 | 759 | 33
|  | 1995 | 7 | 30 | 15 | 5055 | 697 | 33.1
|  | 1995 | 7 | 30 | 16 | 5056 | 570 | 33.2
|  | 1995 | 7 | 30 | 17 | 5057 | 375 | 32.4
|  | 1995 | 7 | 30 | 18 | 5058 | 166 | 31.7
|  | 1995 | 7 | 30 | 19 | 5059 | 17 | 30.9
|  | 1995 | 7 | 30 | 20 | 5060 | 0 | 30.6
|  | 1995 | 7 | 30 | 21 | 5061 | 0 | 30.2
|  | 1995 | 7 | 30 | 22 | 5062 | 0 | 29.9
|  | 1995 | 7 | 30 | 23 | 5063 | 0 | 29.4
|  | 1995 | 7 | 30 | 24 | 5064 | 0 | 28.9
|  | 1995 | 7 | 31 | 1 | 5065 | 0 | 28.4
|  | 1995 | 7 | 31 | 2 | 5066 | 0 | 28.2
|  | 1995 | 7 | 31 | 3 | 5067 | 0 | 27.9
|  | 1995 | 7 | 31 | 4 | 5068 | 0 | 27.7
|  | 1995 | 7 | 31 | 5 | 5069 | 0 | 27.7
|  | 1995 | 7 | 31 | 6 | 5070 | 0 | 27.7
|  | 1995 | 7 | 31 | 7 | 5071 | 21 | 27.7
|  | 1995 | 7 | 31 | 8 | 5072 | 129 | 28.8
|  | 1995 | 7 | 31 | 9 | 5073 | 230 | 29.9
|  | 1995 | 7 | 31 | 10 | 5074 | 285 | 31
|  | 1995 | 7 | 31 | 11 | 5075 | 353 | 31.3
|  | 1995 | 7 | 31 | 12 | 5076 | 394 | 31.5
|  | 1995 | 7 | 31 | 13 | 5077 | 406 | 31.8
|  | 1995 | 7 | 31 | 14 | 5078 | 456 | 31.3
|  | 1995 | 7 | 31 | 15 | 5079 | 457 | 30.9
|  | 1995 | 7 | 31 | 16 | 5080 | 400 | 30.4
|  | 1995 | 7 | 31 | 17 | 5081 | 263 | 29.9
|  | 1995 | 7 | 31 | 18 | 5082 | 116 | 29.3
|  | 1995 | 7 | 31 | 19 | 5083 | 12 | 28.8
|  | 1995 | 7 | 31 | 20 | 5084 | 0 | 28.6
|  | 1995 | 7 | 31 | 21 | 5085 | 0 | 28.4
|  | 1995 | 7 | 31 | 22 | 5086 | 0 | 28.1
|  | 1995 | 7 | 31 | 23 | 5087 | 0 | 27.7
|  | 1995 | 7 | 31 | 24 | 5088 | 0 | 27.1
|  | 1984 | 8 | 1 | 1 | 5089 | 0 | 26.5
|  | 1984 | 8 | 1 | 2 | 5090 | 0 | 26
|  | 1984 | 8 | 1 | 3 | 5091 | 0 | 25.6
|  | 1984 | 8 | 1 | 4 | 5092 | 0 | 25.5
|  | 1984 | 8 | 1 | 5 | 5093 | 0 | 25.4
|  | 1984 | 8 | 1 | 6 | 5094 | 0 | 25.3
|  | 1984 | 8 | 1 | 7 | 5095 | 14 | 25.8
|  | 1984 | 8 | 1 | 8 | 5096 | 114 | 27.3
|  | 1984 | 8 | 1 | 9 | 5097 | 263 | 28.9
|  | 1984 | 8 | 1 | 10 | 5098 | 425 | 30.4
|  | 1984 | 8 | 1 | 11 | 5099 | 527 | 30.3
|  | 1984 | 8 | 1 | 12 | 5100 | 590 | 30.1
|  | 1984 | 8 | 1 | 13 | 5101 | 608 | 30
|  | 1984 | 8 | 1 | 14 | 5102 | 580 | 30.1
|  | 1984 | 8 | 1 | 15 | 5103 | 509 | 30.2
|  | 1984 | 8 | 1 | 16 | 5104 | 400 | 30.3
|  | 1984 | 8 | 1 | 17 | 5105 | 263 | 29.3
|  | 1984 | 8 | 1 | 18 | 5106 | 116 | 28.2
|  | 1984 | 8 | 1 | 19 | 5107 | 11 | 27.2
|  | 1984 | 8 | 1 | 20 | 5108 | 0 | 27.2
|  | 1984 | 8 | 1 | 21 | 5109 | 0 | 27.1
|  | 1984 | 8 | 1 | 22 | 5110 | 0 | 27.1
|  | 1984 | 8 | 1 | 23 | 5111 | 0 | 26.9
|  | 1984 | 8 | 1 | 24 | 5112 | 0 | 26.8
|  | 1984 | 8 | 2 | 1 | 5113 | 0 | 26.6
|  | 1984 | 8 | 2 | 2 | 5114 | 0 | 26.4
|  | 1984 | 8 | 2 | 3 | 5115 | 0 | 26.1
|  | 1984 | 8 | 2 | 4 | 5116 | 0 | 25.9
|  | 1984 | 8 | 2 | 5 | 5117 | 0 | 25.8
|  | 1984 | 8 | 2 | 6 | 5118 | 0 | 25.8
|  | 1984 | 8 | 2 | 7 | 5119 | 14 | 25.7
|  | 1984 | 8 | 2 | 8 | 5120 | 114 | 26.9
|  | 1984 | 8 | 2 | 9 | 5121 | 263 | 28
|  | 1984 | 8 | 2 | 10 | 5122 | 425 | 29.2
|  | 1984 | 8 | 2 | 11 | 5123 | 502 | 29.7
|  | 1984 | 8 | 2 | 12 | 5124 | 531 | 30.2
|  | 1984 | 8 | 2 | 13 | 5125 | 515 | 30.7
|  | 1984 | 8 | 2 | 14 | 5126 | 459 | 29.1
|  | 1984 | 8 | 2 | 15 | 5127 | 374 | 27.5
|  | 1984 | 8 | 2 | 16 | 5128 | 269 | 25.9
|  | 1984 | 8 | 2 | 17 | 5129 | 208 | 25.8
|  | 1984 | 8 | 2 | 18 | 5130 | 103 | 25.7
|  | 1984 | 8 | 2 | 19 | 5131 | 11 | 25.6
|  | 1984 | 8 | 2 | 20 | 5132 | 0 | 25.5
|  | 1984 | 8 | 2 | 21 | 5133 | 0 | 25.5
|  | 1984 | 8 | 2 | 22 | 5134 | 0 | 25.4
|  | 1984 | 8 | 2 | 23 | 5135 | 0 | 25.5
|  | 1984 | 8 | 2 | 24 | 5136 | 0 | 25.6
|  | 1984 | 8 | 3 | 1 | 5137 | 0 | 25.7
|  | 1984 | 8 | 3 | 2 | 5138 | 0 | 25.6
|  | 1984 | 8 | 3 | 3 | 5139 | 0 | 25.6
|  | 1984 | 8 | 3 | 4 | 5140 | 0 | 25.5
|  | 1984 | 8 | 3 | 5 | 5141 | 0 | 25.5
|  | 1984 | 8 | 3 | 6 | 5142 | 0 | 25.6
|  | 1984 | 8 | 3 | 7 | 5143 | 13 | 25.6
|  | 1984 | 8 | 3 | 8 | 5144 | 113 | 26.9
|  | 1984 | 8 | 3 | 9 | 5145 | 262 | 28.1
|  | 1984 | 8 | 3 | 10 | 5146 | 425 | 29.4
|  | 1984 | 8 | 3 | 11 | 5147 | 527 | 30.1
|  | 1984 | 8 | 3 | 12 | 5148 | 590 | 30.7
|  | 1984 | 8 | 3 | 13 | 5149 | 609 | 31.4
|  | 1984 | 8 | 3 | 14 | 5150 | 524 | 31.7
|  | 1984 | 8 | 3 | 15 | 5151 | 405 | 31.9
|  | 1984 | 8 | 3 | 16 | 5152 | 271 | 32.2
|  | 1984 | 8 | 3 | 17 | 5153 | 177 | 30.1
|  | 1984 | 8 | 3 | 18 | 5154 | 77 | 28
|  | 1984 | 8 | 3 | 19 | 5155 | 7 | 25.9
|  | 1984 | 8 | 3 | 20 | 5156 | 0 | 26
|  | 1984 | 8 | 3 | 21 | 5157 | 0 | 26.1
|  | 1984 | 8 | 3 | 22 | 5158 | 0 | 26.2
|  | 1984 | 8 | 3 | 23 | 5159 | 0 | 26
|  | 1984 | 8 | 3 | 24 | 5160 | 0 | 25.8
|  | 1984 | 8 | 4 | 1 | 5161 | 0 | 25.6
|  | 1984 | 8 | 4 | 2 | 5162 | 0 | 25.5
|  | 1984 | 8 | 4 | 3 | 5163 | 0 | 25.3
|  | 1984 | 8 | 4 | 4 | 5164 | 0 | 25.1
|  | 1984 | 8 | 4 | 5 | 5165 | 0 | 25.1
|  | 1984 | 8 | 4 | 6 | 5166 | 0 | 25.2
|  | 1984 | 8 | 4 | 7 | 5167 | 20 | 25.2
|  | 1984 | 8 | 4 | 8 | 5168 | 136 | 25.9
|  | 1984 | 8 | 4 | 9 | 5169 | 263 | 26.6
|  | 1984 | 8 | 4 | 10 | 5170 | 361 | 27.3
|  | 1984 | 8 | 4 | 11 | 5171 | 419 | 28.1
|  | 1984 | 8 | 4 | 12 | 5172 | 435 | 28.8
|  | 1984 | 8 | 4 | 13 | 5173 | 412 | 29.5
|  | 1984 | 8 | 4 | 14 | 5174 | 462 | 29.9
|  | 1984 | 8 | 4 | 15 | 5175 | 461 | 30.3
|  | 1984 | 8 | 4 | 16 | 5176 | 402 | 30.7
|  | 1984 | 8 | 4 | 17 | 5177 | 251 | 30
|  | 1984 | 8 | 4 | 18 | 5178 | 103 | 29.3
|  | 1984 | 8 | 4 | 19 | 5179 | 9 | 28.6
|  | 1984 | 8 | 4 | 20 | 5180 | 0 | 28
|  | 1984 | 8 | 4 | 21 | 5181 | 0 | 27.3
|  | 1984 | 8 | 4 | 22 | 5182 | 0 | 26.6
|  | 1984 | 8 | 4 | 23 | 5183 | 0 | 26.4
|  | 1984 | 8 | 4 | 24 | 5184 | 0 | 26.1
|  | 1984 | 8 | 5 | 1 | 5185 | 0 | 25.9
|  | 1984 | 8 | 5 | 2 | 5186 | 0 | 25.7
|  | 1984 | 8 | 5 | 3 | 5187 | 0 | 25.4
|  | 1984 | 8 | 5 | 4 | 5188 | 0 | 25.2
|  | 1984 | 8 | 5 | 5 | 5189 | 0 | 25.4
|  | 1984 | 8 | 5 | 6 | 5190 | 0 | 25.5
|  | 1984 | 8 | 5 | 7 | 5191 | 13 | 25.7
|  | 1984 | 8 | 5 | 8 | 5192 | 113 | 26.3
|  | 1984 | 8 | 5 | 9 | 5193 | 263 | 26.9
|  | 1984 | 8 | 5 | 10 | 5194 | 425 | 27.5
|  | 1984 | 8 | 5 | 11 | 5195 | 502 | 28.7
|  | 1984 | 8 | 5 | 12 | 5196 | 533 | 29.9
|  | 1984 | 8 | 5 | 13 | 5197 | 518 | 31.1
|  | 1984 | 8 | 5 | 14 | 5198 | 461 | 30.4
|  | 1984 | 8 | 5 | 15 | 5199 | 374 | 29.7
|  | 1984 | 8 | 5 | 16 | 5200 | 269 | 29
|  | 1984 | 8 | 5 | 17 | 5201 | 207 | 28.6
|  | 1984 | 8 | 5 | 18 | 5202 | 102 | 28.2
|  | 1984 | 8 | 5 | 19 | 5203 | 11 | 27.8
|  | 1984 | 8 | 5 | 20 | 5204 | 0 | 27.5
|  | 1984 | 8 | 5 | 21 | 5205 | 0 | 27.2
|  | 1984 | 8 | 5 | 22 | 5206 | 0 | 26.9
|  | 1984 | 8 | 5 | 23 | 5207 | 0 | 26.8
|  | 1984 | 8 | 5 | 24 | 5208 | 0 | 26.8
|  | 1984 | 8 | 6 | 1 | 5209 | 0 | 26.7
|  | 1984 | 8 | 6 | 2 | 5210 | 0 | 26.6
|  | 1984 | 8 | 6 | 3 | 5211 | 0 | 26.5
|  | 1984 | 8 | 6 | 4 | 5212 | 0 | 26.4
|  | 1984 | 8 | 6 | 5 | 5213 | 0 | 26.5
|  | 1984 | 8 | 6 | 6 | 5214 | 0 | 26.7
|  | 1984 | 8 | 6 | 7 | 5215 | 13 | 26.8
|  | 1984 | 8 | 6 | 8 | 5216 | 96 | 26.9
|  | 1984 | 8 | 6 | 9 | 5217 | 196 | 26.9
|  | 1984 | 8 | 6 | 10 | 5218 | 287 | 27
|  | 1984 | 8 | 6 | 11 | 5219 | 356 | 27.3
|  | 1984 | 8 | 6 | 12 | 5220 | 398 | 27.7
|  | 1984 | 8 | 6 | 13 | 5221 | 410 | 28
|  | 1984 | 8 | 6 | 14 | 5222 | 460 | 28.4
|  | 1984 | 8 | 6 | 15 | 5223 | 459 | 28.8
|  | 1984 | 8 | 6 | 16 | 5224 | 400 | 29.2
|  | 1984 | 8 | 6 | 17 | 5225 | 261 | 28.4
|  | 1984 | 8 | 6 | 18 | 5226 | 112 | 27.7
|  | 1984 | 8 | 6 | 19 | 5227 | 11 | 26.9
|  | 1984 | 8 | 6 | 20 | 5228 | 0 | 26.7
|  | 1984 | 8 | 6 | 21 | 5229 | 0 | 26.5
|  | 1984 | 8 | 6 | 22 | 5230 | 0 | 26.3
|  | 1984 | 8 | 6 | 23 | 5231 | 0 | 26.2
|  | 1984 | 8 | 6 | 24 | 5232 | 0 | 26.1
|  | 1984 | 8 | 7 | 1 | 5233 | 0 | 26
|  | 1984 | 8 | 7 | 2 | 5234 | 0 | 26
|  | 1984 | 8 | 7 | 3 | 5235 | 0 | 25.9
|  | 1984 | 8 | 7 | 4 | 5236 | 0 | 25.8
|  | 1984 | 8 | 7 | 5 | 5237 | 0 | 25.9
|  | 1984 | 8 | 7 | 6 | 5238 | 0 | 26.1
|  | 1984 | 8 | 7 | 7 | 5239 | 24 | 26.2
|  | 1984 | 8 | 7 | 8 | 5240 | 187 | 28.3
|  | 1984 | 8 | 7 | 9 | 5241 | 402 | 30.4
|  | 1984 | 8 | 7 | 10 | 5242 | 610 | 32.5
|  | 1984 | 8 | 7 | 11 | 5243 | 697 | 32.7
|  | 1984 | 8 | 7 | 12 | 5244 | 696 | 33
|  | 1984 | 8 | 7 | 13 | 5245 | 611 | 33.2
|  | 1984 | 8 | 7 | 14 | 5246 | 582 | 32.3
|  | 1984 | 8 | 7 | 15 | 5247 | 509 | 31.4
|  | 1984 | 8 | 7 | 16 | 5248 | 398 | 30.5
|  | 1984 | 8 | 7 | 17 | 5249 | 233 | 29.7
|  | 1984 | 8 | 7 | 18 | 5250 | 88 | 28.8
|  | 1984 | 8 | 7 | 19 | 5251 | 7 | 28
|  | 1984 | 8 | 7 | 20 | 5252 | 0 | 27.8
|  | 1984 | 8 | 7 | 21 | 5253 | 0 | 27.5
|  | 1984 | 8 | 7 | 22 | 5254 | 0 | 27.3
|  | 1984 | 8 | 7 | 23 | 5255 | 0 | 27.5
|  | 1984 | 8 | 7 | 24 | 5256 | 0 | 27.7
|  | 1984 | 8 | 8 | 1 | 5257 | 0 | 27.9
|  | 1984 | 8 | 8 | 2 | 5258 | 0 | 27.4
|  | 1984 | 8 | 8 | 3 | 5259 | 0 | 26.9
|  | 1984 | 8 | 8 | 4 | 5260 | 0 | 26.4
|  | 1984 | 8 | 8 | 5 | 5261 | 0 | 27
|  | 1984 | 8 | 8 | 6 | 5262 | 0 | 27.7
|  | 1984 | 8 | 8 | 7 | 5263 | 19 | 28.3
|  | 1984 | 8 | 8 | 8 | 5264 | 127 | 28.9
|  | 1984 | 8 | 8 | 9 | 5265 | 229 | 29.6
|  | 1984 | 8 | 8 | 10 | 5266 | 285 | 30.2
|  | 1984 | 8 | 8 | 11 | 5267 | 354 | 31.1
|  | 1984 | 8 | 8 | 12 | 5268 | 396 | 31.9
|  | 1984 | 8 | 8 | 13 | 5269 | 408 | 32.8
|  | 1984 | 8 | 8 | 14 | 5270 | 389 | 32.6
|  | 1984 | 8 | 8 | 15 | 5271 | 340 | 32.5
|  | 1984 | 8 | 8 | 16 | 5272 | 266 | 32.3
|  | 1984 | 8 | 8 | 17 | 5273 | 204 | 31.2
|  | 1984 | 8 | 8 | 18 | 5274 | 99 | 30.1
|  | 1984 | 8 | 8 | 19 | 5275 | 10 | 29
|  | 1984 | 8 | 8 | 20 | 5276 | 0 | 28.8
|  | 1984 | 8 | 8 | 21 | 5277 | 0 | 28.6
|  | 1984 | 8 | 8 | 22 | 5278 | 0 | 28.4
|  | 1984 | 8 | 8 | 23 | 5279 | 0 | 28.3
|  | 1984 | 8 | 8 | 24 | 5280 | 0 | 28.1
|  | 1984 | 8 | 9 | 1 | 5281 | 0 | 27.9
|  | 1984 | 8 | 9 | 2 | 5282 | 0 | 27.8
|  | 1984 | 8 | 9 | 3 | 5283 | 0 | 27.7
|  | 1984 | 8 | 9 | 4 | 5284 | 0 | 27.5
|  | 1984 | 8 | 9 | 5 | 5285 | 0 | 27.4
|  | 1984 | 8 | 9 | 6 | 5286 | 0 | 27.3
|  | 1984 | 8 | 9 | 7 | 5287 | 18 | 27.2
|  | 1984 | 8 | 9 | 8 | 5288 | 141 | 28.8
|  | 1984 | 8 | 9 | 9 | 5289 | 289 | 30.3
|  | 1984 | 8 | 9 | 10 | 5290 | 423 | 31.9
|  | 1984 | 8 | 9 | 11 | 5291 | 525 | 32.2
|  | 1984 | 8 | 9 | 12 | 5292 | 587 | 32.4
|  | 1984 | 8 | 9 | 13 | 5293 | 605 | 32.7
|  | 1984 | 8 | 9 | 14 | 5294 | 549 | 33.1
|  | 1984 | 8 | 9 | 15 | 5295 | 455 | 33.4
|  | 1984 | 8 | 9 | 16 | 5296 | 335 | 33.8
|  | 1984 | 8 | 9 | 17 | 5297 | 204 | 30.3
|  | 1984 | 8 | 9 | 18 | 5298 | 80 | 26.9
|  | 1984 | 8 | 9 | 19 | 5299 | 7 | 23.4
|  | 1984 | 8 | 9 | 20 | 5300 | 0 | 24.2
|  | 1984 | 8 | 9 | 21 | 5301 | 0 | 25
|  | 1984 | 8 | 9 | 22 | 5302 | 0 | 25.8
|  | 1984 | 8 | 9 | 23 | 5303 | 0 | 26.2
|  | 1984 | 8 | 9 | 24 | 5304 | 0 | 26.5
|  | 1984 | 8 | 10 | 1 | 5305 | 0 | 26.9
|  | 1984 | 8 | 10 | 2 | 5306 | 0 | 26.5
|  | 1984 | 8 | 10 | 3 | 5307 | 0 | 26
|  | 1984 | 8 | 10 | 4 | 5308 | 0 | 25.6
|  | 1984 | 8 | 10 | 5 | 5309 | 0 | 25.7
|  | 1984 | 8 | 10 | 6 | 5310 | 0 | 25.8
|  | 1984 | 8 | 10 | 7 | 5311 | 12 | 25.9
|  | 1984 | 8 | 10 | 8 | 5312 | 95 | 26.8
|  | 1984 | 8 | 10 | 9 | 5313 | 195 | 27.8
|  | 1984 | 8 | 10 | 10 | 5314 | 285 | 28.7
|  | 1984 | 8 | 10 | 11 | 5315 | 415 | 30
|  | 1984 | 8 | 10 | 12 | 5316 | 528 | 31.4
|  | 1984 | 8 | 10 | 13 | 5317 | 603 | 32.7
|  | 1984 | 8 | 10 | 14 | 5318 | 575 | 32.1
|  | 1984 | 8 | 10 | 15 | 5319 | 504 | 31.6
|  | 1984 | 8 | 10 | 16 | 5320 | 394 | 31
|  | 1984 | 8 | 10 | 17 | 5321 | 255 | 30.4
|  | 1984 | 8 | 10 | 18 | 5322 | 108 | 29.9
|  | 1984 | 8 | 10 | 19 | 5323 | 10 | 29.3
|  | 1984 | 8 | 10 | 20 | 5324 | 0 | 28.9
|  | 1984 | 8 | 10 | 21 | 5325 | 0 | 28.4
|  | 1984 | 8 | 10 | 22 | 5326 | 0 | 28
|  | 1984 | 8 | 10 | 23 | 5327 | 0 | 27.8
|  | 1984 | 8 | 10 | 24 | 5328 | 0 | 27.7
|  | 1984 | 8 | 11 | 1 | 5329 | 0 | 27.5
|  | 1984 | 8 | 11 | 2 | 5330 | 0 | 27.1
|  | 1984 | 8 | 11 | 3 | 5331 | 0 | 26.8
|  | 1984 | 8 | 11 | 4 | 5332 | 0 | 26.4
|  | 1984 | 8 | 11 | 5 | 5333 | 0 | 26.5
|  | 1984 | 8 | 11 | 6 | 5334 | 0 | 26.5
|  | 1984 | 8 | 11 | 7 | 5335 | 18 | 26.6
|  | 1984 | 8 | 11 | 8 | 5336 | 140 | 27.7
|  | 1984 | 8 | 11 | 9 | 5337 | 289 | 28.7
|  | 1984 | 8 | 11 | 10 | 5338 | 422 | 29.8
|  | 1984 | 8 | 11 | 11 | 5339 | 524 | 30.3
|  | 1984 | 8 | 11 | 12 | 5340 | 587 | 30.8
|  | 1984 | 8 | 11 | 13 | 5341 | 605 | 31.3
|  | 1984 | 8 | 11 | 14 | 5342 | 577 | 31.4
|  | 1984 | 8 | 11 | 15 | 5343 | 505 | 31.5
|  | 1984 | 8 | 11 | 16 | 5344 | 394 | 31.6
|  | 1984 | 8 | 11 | 17 | 5345 | 230 | 30.6
|  | 1984 | 8 | 11 | 18 | 5346 | 85 | 29.7
|  | 1984 | 8 | 11 | 19 | 5347 | 6 | 28.7
|  | 1984 | 8 | 11 | 20 | 5348 | 0 | 28.4
|  | 1984 | 8 | 11 | 21 | 5349 | 0 | 28.1
|  | 1984 | 8 | 11 | 22 | 5350 | 0 | 27.8
|  | 1984 | 8 | 11 | 23 | 5351 | 0 | 27.6
|  | 1984 | 8 | 11 | 24 | 5352 | 0 | 27.4
|  | 1984 | 8 | 12 | 1 | 5353 | 0 | 27.2
|  | 1984 | 8 | 12 | 2 | 5354 | 0 | 26.9
|  | 1984 | 8 | 12 | 3 | 5355 | 0 | 26.5
|  | 1984 | 8 | 12 | 4 | 5356 | 0 | 26.2
|  | 1984 | 8 | 12 | 5 | 5357 | 0 | 26.4
|  | 1984 | 8 | 12 | 6 | 5358 | 0 | 26.6
|  | 1984 | 8 | 12 | 7 | 5359 | 18 | 26.8
|  | 1984 | 8 | 12 | 8 | 5360 | 126 | 27.3
|  | 1984 | 8 | 12 | 9 | 5361 | 229 | 27.9
|  | 1984 | 8 | 12 | 10 | 5362 | 285 | 28.4
|  | 1984 | 8 | 12 | 11 | 5363 | 354 | 28.5
|  | 1984 | 8 | 12 | 12 | 5364 | 396 | 28.6
|  | 1984 | 8 | 12 | 13 | 5365 | 408 | 28.7
|  | 1984 | 8 | 12 | 14 | 5366 | 457 | 29
|  | 1984 | 8 | 12 | 15 | 5367 | 454 | 29.3
|  | 1984 | 8 | 12 | 16 | 5368 | 394 | 29.6
|  | 1984 | 8 | 12 | 17 | 5369 | 255 | 29.2
|  | 1984 | 8 | 12 | 18 | 5370 | 107 | 28.8
|  | 1984 | 8 | 12 | 19 | 5371 | 9 | 28.4
|  | 1984 | 8 | 12 | 20 | 5372 | 0 | 28.1
|  | 1984 | 8 | 12 | 21 | 5373 | 0 | 27.8
|  | 1984 | 8 | 12 | 22 | 5374 | 0 | 27.5
|  | 1984 | 8 | 12 | 23 | 5375 | 0 | 27.2
|  | 1984 | 8 | 12 | 24 | 5376 | 0 | 26.8
|  | 1984 | 8 | 13 | 1 | 5377 | 0 | 26.5
|  | 1984 | 8 | 13 | 2 | 5378 | 0 | 26.1
|  | 1984 | 8 | 13 | 3 | 5379 | 0 | 25.7
|  | 1984 | 8 | 13 | 4 | 5380 | 0 | 25.3
|  | 1984 | 8 | 13 | 5 | 5381 | 0 | 25.2
|  | 1984 | 8 | 13 | 6 | 5382 | 0 | 25
|  | 1984 | 8 | 13 | 7 | 5383 | 18 | 24.9
|  | 1984 | 8 | 13 | 8 | 5384 | 140 | 27.2
|  | 1984 | 8 | 13 | 9 | 5385 | 290 | 29.6
|  | 1984 | 8 | 13 | 10 | 5386 | 424 | 31.9
|  | 1984 | 8 | 13 | 11 | 5387 | 526 | 32.2
|  | 1984 | 8 | 13 | 12 | 5388 | 589 | 32.4
|  | 1984 | 8 | 13 | 13 | 5389 | 607 | 32.7
|  | 1984 | 8 | 13 | 14 | 5390 | 578 | 32.6
|  | 1984 | 8 | 13 | 15 | 5391 | 505 | 32.4
|  | 1984 | 8 | 13 | 16 | 5392 | 393 | 32.3
|  | 1984 | 8 | 13 | 17 | 5393 | 254 | 30.3
|  | 1984 | 8 | 13 | 18 | 5394 | 106 | 28.4
|  | 1984 | 8 | 13 | 19 | 5395 | 9 | 26.4
|  | 1984 | 8 | 13 | 20 | 5396 | 0 | 26.3
|  | 1984 | 8 | 13 | 21 | 5397 | 0 | 26.2
|  | 1984 | 8 | 13 | 22 | 5398 | 0 | 26.1
|  | 1984 | 8 | 13 | 23 | 5399 | 0 | 26.4
|  | 1984 | 8 | 13 | 24 | 5400 | 0 | 26.8
|  | 1984 | 8 | 14 | 1 | 5401 | 0 | 27.1
|  | 1984 | 8 | 14 | 2 | 5402 | 0 | 26.8
|  | 1984 | 8 | 14 | 3 | 5403 | 0 | 26.4
|  | 1984 | 8 | 14 | 4 | 5404 | 0 | 26.1
|  | 1984 | 8 | 14 | 5 | 5405 | 0 | 26
|  | 1984 | 8 | 14 | 6 | 5406 | 0 | 26
|  | 1984 | 8 | 14 | 7 | 5407 | 18 | 25.9
|  | 1984 | 8 | 14 | 8 | 5408 | 147 | 27.6
|  | 1984 | 8 | 14 | 9 | 5409 | 316 | 29.4
|  | 1984 | 8 | 14 | 10 | 5410 | 481 | 31.1
|  | 1984 | 8 | 14 | 11 | 5411 | 618 | 31.5
|  | 1984 | 8 | 14 | 12 | 5412 | 714 | 32
|  | 1984 | 8 | 14 | 13 | 5413 | 757 | 32.4
|  | 1984 | 8 | 14 | 14 | 5414 | 678 | 32.6
|  | 1984 | 8 | 14 | 15 | 5415 | 551 | 32.7
|  | 1984 | 8 | 14 | 16 | 5416 | 393 | 32.9
|  | 1984 | 8 | 14 | 17 | 5417 | 228 | 31.3
|  | 1984 | 8 | 14 | 18 | 5418 | 83 | 29.7
|  | 1984 | 8 | 14 | 19 | 5419 | 6 | 28.1
|  | 1984 | 8 | 14 | 20 | 5420 | 0 | 28
|  | 1984 | 8 | 14 | 21 | 5421 | 0 | 27.8
|  | 1984 | 8 | 14 | 22 | 5422 | 0 | 27.7
|  | 1984 | 8 | 14 | 23 | 5423 | 0 | 27.5
|  | 1984 | 8 | 14 | 24 | 5424 | 0 | 27.4
|  | 1984 | 8 | 15 | 1 | 5425 | 0 | 27.2
|  | 1984 | 8 | 15 | 2 | 5426 | 0 | 26.9
|  | 1984 | 8 | 15 | 3 | 5427 | 0 | 26.6
|  | 1984 | 8 | 15 | 4 | 5428 | 0 | 26.3
|  | 1984 | 8 | 15 | 5 | 5429 | 0 | 26.5
|  | 1984 | 8 | 15 | 6 | 5430 | 0 | 26.6
|  | 1984 | 8 | 15 | 7 | 5431 | 23 | 26.8
|  | 1984 | 8 | 15 | 8 | 5432 | 200 | 28.1
|  | 1984 | 8 | 15 | 9 | 5433 | 433 | 29.3
|  | 1984 | 8 | 15 | 10 | 5434 | 657 | 30.6
|  | 1984 | 8 | 15 | 11 | 5435 | 817 | 31.4
|  | 1984 | 8 | 15 | 12 | 5436 | 913 | 32.3
|  | 1984 | 8 | 15 | 13 | 5437 | 941 | 33.1
|  | 1984 | 8 | 15 | 14 | 5438 | 875 | 33
|  | 1984 | 8 | 15 | 15 | 5439 | 744 | 33
|  | 1984 | 8 | 15 | 16 | 5440 | 561 | 32.9
|  | 1984 | 8 | 15 | 17 | 5441 | 347 | 31.5
|  | 1984 | 8 | 15 | 18 | 5442 | 136 | 30.2
|  | 1984 | 8 | 15 | 19 | 5443 | 11 | 28.8
|  | 1984 | 8 | 15 | 20 | 5444 | 0 | 28.4
|  | 1984 | 8 | 15 | 21 | 5445 | 0 | 28.1
|  | 1984 | 8 | 15 | 22 | 5446 | 0 | 27.7
|  | 1984 | 8 | 15 | 23 | 5447 | 0 | 27.5
|  | 1984 | 8 | 15 | 24 | 5448 | 0 | 27.4
|  | 1984 | 8 | 16 | 1 | 5449 | 0 | 27.2
|  | 1984 | 8 | 16 | 2 | 5450 | 0 | 26.8
|  | 1984 | 8 | 16 | 3 | 5451 | 0 | 26.4
|  | 1984 | 8 | 16 | 4 | 5452 | 0 | 26
|  | 1984 | 8 | 16 | 5 | 5453 | 0 | 26.3
|  | 1984 | 8 | 16 | 6 | 5454 | 0 | 26.5
|  | 1984 | 8 | 16 | 7 | 5455 | 27 | 26.8
|  | 1984 | 8 | 16 | 8 | 5456 | 228 | 33.3
|  | 1984 | 8 | 16 | 9 | 5457 | 472 | 31.8
|  | 1984 | 8 | 16 | 10 | 5458 | 691 | 30.4
|  | 1984 | 8 | 16 | 11 | 5459 | 858 | 31.4
|  | 1984 | 8 | 16 | 12 | 5460 | 960 | 32.3
|  | 1984 | 8 | 16 | 13 | 5461 | 988 | 33.3
|  | 1984 | 8 | 16 | 14 | 5462 | 913 | 32.5
|  | 1984 | 8 | 16 | 15 | 5463 | 764 | 31.7
|  | 1984 | 8 | 16 | 16 | 5464 | 560 | 30.9
|  | 1984 | 8 | 16 | 17 | 5465 | 331 | 30.6
|  | 1984 | 8 | 16 | 18 | 5466 | 121 | 30.4
|  | 1984 | 8 | 16 | 19 | 5467 | 8 | 30.1
|  | 1984 | 8 | 16 | 20 | 5468 | 0 | 28.1
|  | 1984 | 8 | 16 | 21 | 5469 | 0 | 26.1
|  | 1984 | 8 | 16 | 22 | 5470 | 0 | 24.1
|  | 1984 | 8 | 16 | 23 | 5471 | 0 | 24.2
|  | 1984 | 8 | 16 | 24 | 5472 | 0 | 24.4
|  | 1984 | 8 | 17 | 1 | 5473 | 0 | 24.5
|  | 1984 | 8 | 17 | 2 | 5474 | 0 | 24.5
|  | 1984 | 8 | 17 | 3 | 5475 | 0 | 24.4
|  | 1984 | 8 | 17 | 4 | 5476 | 0 | 24.4
|  | 1984 | 8 | 17 | 5 | 5477 | 0 | 24.8
|  | 1984 | 8 | 17 | 6 | 5478 | 0 | 25.1
|  | 1984 | 8 | 17 | 7 | 5479 | 12 | 25.5
|  | 1984 | 8 | 17 | 8 | 5480 | 94 | 27.1
|  | 1984 | 8 | 17 | 9 | 5481 | 195 | 28.8
|  | 1984 | 8 | 17 | 10 | 5482 | 286 | 30.4
|  | 1984 | 8 | 17 | 11 | 5483 | 475 | 30.9
|  | 1984 | 8 | 17 | 12 | 5484 | 643 | 31.3
|  | 1984 | 8 | 17 | 13 | 5485 | 757 | 31.8
|  | 1984 | 8 | 17 | 14 | 5486 | 794 | 31.9
|  | 1984 | 8 | 17 | 15 | 5487 | 743 | 32.1
|  | 1984 | 8 | 17 | 16 | 5488 | 607 | 32.2
|  | 1984 | 8 | 17 | 17 | 5489 | 358 | 31.7
|  | 1984 | 8 | 17 | 18 | 5490 | 127 | 31.2
|  | 1984 | 8 | 17 | 19 | 5491 | 8 | 30.7
|  | 1984 | 8 | 17 | 20 | 5492 | 0 | 28.7
|  | 1984 | 8 | 17 | 21 | 5493 | 0 | 26.8
|  | 1984 | 8 | 17 | 22 | 5494 | 0 | 24.8
|  | 1984 | 8 | 17 | 23 | 5495 | 0 | 25.2
|  | 1984 | 8 | 17 | 24 | 5496 | 0 | 25.5
|  | 1984 | 8 | 18 | 1 | 5497 | 0 | 25.9
|  | 1984 | 8 | 18 | 2 | 5498 | 0 | 25.8
|  | 1984 | 8 | 18 | 3 | 5499 | 0 | 25.7
|  | 1984 | 8 | 18 | 4 | 5500 | 0 | 25.6
|  | 1984 | 8 | 18 | 5 | 5501 | 0 | 25.7
|  | 1984 | 8 | 18 | 6 | 5502 | 0 | 25.7
|  | 1984 | 8 | 18 | 7 | 5503 | 17 | 25.8
|  | 1984 | 8 | 18 | 8 | 5504 | 140 | 26.8
|  | 1984 | 8 | 18 | 9 | 5505 | 290 | 27.8
|  | 1984 | 8 | 18 | 10 | 5506 | 425 | 28.8
|  | 1984 | 8 | 18 | 11 | 5507 | 598 | 29.9
|  | 1984 | 8 | 18 | 12 | 5508 | 736 | 31.1
|  | 1984 | 8 | 18 | 13 | 5509 | 816 | 32.2
|  | 1984 | 8 | 18 | 14 | 5510 | 824 | 32.5
|  | 1984 | 8 | 18 | 15 | 5511 | 753 | 32.9
|  | 1984 | 8 | 18 | 16 | 5512 | 606 | 33.2
|  | 1984 | 8 | 18 | 17 | 5513 | 378 | 32.5
|  | 1984 | 8 | 18 | 18 | 5514 | 148 | 31.9
|  | 1984 | 8 | 18 | 19 | 5515 | 11 | 31.2
|  | 1984 | 8 | 18 | 20 | 5516 | 0 | 30.5
|  | 1984 | 8 | 18 | 21 | 5517 | 0 | 29.8
|  | 1984 | 8 | 18 | 22 | 5518 | 0 | 29.1
|  | 1984 | 8 | 18 | 23 | 5519 | 0 | 28.4
|  | 1984 | 8 | 18 | 24 | 5520 | 0 | 27.7
|  | 1984 | 8 | 19 | 1 | 5521 | 0 | 27
|  | 1984 | 8 | 19 | 2 | 5522 | 0 | 26.8
|  | 1984 | 8 | 19 | 3 | 5523 | 0 | 26.6
|  | 1984 | 8 | 19 | 4 | 5524 | 0 | 26.4
|  | 1984 | 8 | 19 | 5 | 5525 | 0 | 26.5
|  | 1984 | 8 | 19 | 6 | 5526 | 0 | 26.5
|  | 1984 | 8 | 19 | 7 | 5527 | 26 | 26.6
|  | 1984 | 8 | 19 | 8 | 5528 | 207 | 27.6
|  | 1984 | 8 | 19 | 9 | 5529 | 405 | 28.7
|  | 1984 | 8 | 19 | 10 | 5530 | 548 | 29.7
|  | 1984 | 8 | 19 | 11 | 5531 | 611 | 31.2
|  | 1984 | 8 | 19 | 12 | 5532 | 590 | 32.8
|  | 1984 | 8 | 19 | 13 | 5533 | 757 | 33.5
|  | 1984 | 8 | 19 | 14 | 5534 | 677 | 33.3
|  | 1984 | 8 | 19 | 15 | 5535 | 548 | 33
|  | 1984 | 8 | 19 | 16 | 5536 | 390 | 32.8
|  | 1984 | 8 | 19 | 17 | 5537 | 248 | 31.2
|  | 1984 | 8 | 19 | 18 | 5538 | 99 | 29.6
|  | 1984 | 8 | 19 | 19 | 5539 | 8 | 28
|  | 1984 | 8 | 19 | 20 | 5540 | 0 | 28
|  | 1984 | 8 | 19 | 21 | 5541 | 0 | 28
|  | 1984 | 8 | 19 | 22 | 5542 | 0 | 28
|  | 1984 | 8 | 19 | 23 | 5543 | 0 | 26.9
|  | 1984 | 8 | 19 | 24 | 5544 | 0 | 25.8
|  | 1984 | 8 | 20 | 1 | 5545 | 0 | 24.7
|  | 1984 | 8 | 20 | 2 | 5546 | 0 | 24.1
|  | 1984 | 8 | 20 | 3 | 5547 | 0 | 23.4
|  | 1984 | 8 | 20 | 4 | 5548 | 0 | 22.8
|  | 1984 | 8 | 20 | 5 | 5549 | 0 | 23.2
|  | 1984 | 8 | 20 | 6 | 5550 | 0 | 23.5
|  | 1984 | 8 | 20 | 7 | 5551 | 11 | 23.9
|  | 1984 | 8 | 20 | 8 | 5552 | 94 | 25.1
|  | 1984 | 8 | 20 | 9 | 5553 | 196 | 26.4
|  | 1984 | 8 | 20 | 10 | 5554 | 286 | 27.6
|  | 1984 | 8 | 20 | 11 | 5555 | 357 | 28.2
|  | 1984 | 8 | 20 | 12 | 5556 | 399 | 28.8
|  | 1984 | 8 | 20 | 13 | 5557 | 412 | 29.4
|  | 1984 | 8 | 20 | 14 | 5558 | 392 | 29.9
|  | 1984 | 8 | 20 | 15 | 5559 | 343 | 30.5
|  | 1984 | 8 | 20 | 16 | 5560 | 266 | 31.1
|  | 1984 | 8 | 20 | 17 | 5561 | 198 | 30.6
|  | 1984 | 8 | 20 | 18 | 5562 | 89 | 30
|  | 1984 | 8 | 20 | 19 | 5563 | 7 | 29.5
|  | 1984 | 8 | 20 | 20 | 5564 | 0 | 29.3
|  | 1984 | 8 | 20 | 21 | 5565 | 0 | 29
|  | 1984 | 8 | 20 | 22 | 5566 | 0 | 28.8
|  | 1984 | 8 | 20 | 23 | 5567 | 0 | 28.2
|  | 1984 | 8 | 20 | 24 | 5568 | 0 | 27.6
|  | 1984 | 8 | 21 | 1 | 5569 | 0 | 27
|  | 1984 | 8 | 21 | 2 | 5570 | 0 | 26.9
|  | 1984 | 8 | 21 | 3 | 5571 | 0 | 26.7
|  | 1984 | 8 | 21 | 4 | 5572 | 0 | 26.6
|  | 1984 | 8 | 21 | 5 | 5573 | 0 | 27
|  | 1984 | 8 | 21 | 6 | 5574 | 0 | 27.5
|  | 1984 | 8 | 21 | 7 | 5575 | 27 | 27.9
|  | 1984 | 8 | 21 | 8 | 5576 | 227 | 29.4
|  | 1984 | 8 | 21 | 9 | 5577 | 473 | 30.8
|  | 1984 | 8 | 21 | 10 | 5578 | 694 | 32.3
|  | 1984 | 8 | 21 | 11 | 5579 | 861 | 32.8
|  | 1984 | 8 | 21 | 12 | 5580 | 962 | 33.3
|  | 1984 | 8 | 21 | 13 | 5581 | 988 | 33.8
|  | 1984 | 8 | 21 | 14 | 5582 | 912 | 33.7
|  | 1984 | 8 | 21 | 15 | 5583 | 760 | 33.5
|  | 1984 | 8 | 21 | 16 | 5584 | 554 | 33.4
|  | 1984 | 8 | 21 | 17 | 5585 | 323 | 31.7
|  | 1984 | 8 | 21 | 18 | 5586 | 114 | 29.9
|  | 1984 | 8 | 21 | 19 | 5587 | 7 | 28.2
|  | 1984 | 8 | 21 | 20 | 5588 | 0 | 28.3
|  | 1984 | 8 | 21 | 21 | 5589 | 0 | 28.3
|  | 1984 | 8 | 21 | 22 | 5590 | 0 | 28.4
|  | 1984 | 8 | 21 | 23 | 5591 | 0 | 28.3
|  | 1984 | 8 | 21 | 24 | 5592 | 0 | 28.3
|  | 1984 | 8 | 22 | 1 | 5593 | 0 | 28.2
|  | 1984 | 8 | 22 | 2 | 5594 | 0 | 27.8
|  | 1984 | 8 | 22 | 3 | 5595 | 0 | 27.4
|  | 1984 | 8 | 22 | 4 | 5596 | 0 | 27
|  | 1984 | 8 | 22 | 5 | 5597 | 0 | 27.1
|  | 1984 | 8 | 22 | 6 | 5598 | 0 | 27.2
|  | 1984 | 8 | 22 | 7 | 5599 | 17 | 27.3
|  | 1984 | 8 | 22 | 8 | 5600 | 126 | 28.4
|  | 1984 | 8 | 22 | 9 | 5601 | 230 | 29.6
|  | 1984 | 8 | 22 | 10 | 5602 | 288 | 30.7
|  | 1984 | 8 | 22 | 11 | 5603 | 357 | 32.1
|  | 1984 | 8 | 22 | 12 | 5604 | 398 | 33.6
|  | 1984 | 8 | 22 | 13 | 5605 | 409 | 35
|  | 1984 | 8 | 22 | 14 | 5606 | 388 | 34.9
|  | 1984 | 8 | 22 | 15 | 5607 | 338 | 34.8
|  | 1984 | 8 | 22 | 16 | 5608 | 261 | 34.7
|  | 1984 | 8 | 22 | 17 | 5609 | 194 | 33.5
|  | 1984 | 8 | 22 | 18 | 5610 | 86 | 32.2
|  | 1984 | 8 | 22 | 19 | 5611 | 7 | 31
|  | 1984 | 8 | 22 | 20 | 5612 | 0 | 30.5
|  | 1984 | 8 | 22 | 21 | 5613 | 0 | 29.9
|  | 1984 | 8 | 22 | 22 | 5614 | 0 | 29.4
|  | 1984 | 8 | 22 | 23 | 5615 | 0 | 29.1
|  | 1984 | 8 | 22 | 24 | 5616 | 0 | 28.7
|  | 1984 | 8 | 23 | 1 | 5617 | 0 | 28.4
|  | 1984 | 8 | 23 | 2 | 5618 | 0 | 28
|  | 1984 | 8 | 23 | 3 | 5619 | 0 | 27.6
|  | 1984 | 8 | 23 | 4 | 5620 | 0 | 27.2
|  | 1984 | 8 | 23 | 5 | 5621 | 0 | 27.1
|  | 1984 | 8 | 23 | 6 | 5622 | 0 | 27.1
|  | 1984 | 8 | 23 | 7 | 5623 | 11 | 27
|  | 1984 | 8 | 23 | 8 | 5624 | 110 | 28.3
|  | 1984 | 8 | 23 | 9 | 5625 | 261 | 29.7
|  | 1984 | 8 | 23 | 10 | 5626 | 425 | 31
|  | 1984 | 8 | 23 | 11 | 5627 | 528 | 30.6
|  | 1984 | 8 | 23 | 12 | 5628 | 590 | 30.2
|  | 1984 | 8 | 23 | 13 | 5629 | 605 | 29.8
|  | 1984 | 8 | 23 | 14 | 5630 | 548 | 29.8
|  | 1984 | 8 | 23 | 15 | 5631 | 451 | 29.8
|  | 1984 | 8 | 23 | 16 | 5632 | 328 | 29.8
|  | 1984 | 8 | 23 | 17 | 5633 | 193 | 29.5
|  | 1984 | 8 | 23 | 18 | 5634 | 69 | 29.2
|  | 1984 | 8 | 23 | 19 | 5635 | 4 | 28.9
|  | 1984 | 8 | 23 | 20 | 5636 | 0 | 28.5
|  | 1984 | 8 | 23 | 21 | 5637 | 0 | 28.1
|  | 1984 | 8 | 23 | 22 | 5638 | 0 | 27.7
|  | 1984 | 8 | 23 | 23 | 5639 | 0 | 27.3
|  | 1984 | 8 | 23 | 24 | 5640 | 0 | 26.9
|  | 1984 | 8 | 24 | 1 | 5641 | 0 | 26.5
|  | 1984 | 8 | 24 | 2 | 5642 | 0 | 26.2
|  | 1984 | 8 | 24 | 3 | 5643 | 0 | 26
|  | 1984 | 8 | 24 | 4 | 5644 | 0 | 25.7
|  | 1984 | 8 | 24 | 5 | 5645 | 0 | 25.4
|  | 1984 | 8 | 24 | 6 | 5646 | 0 | 25.2
|  | 1984 | 8 | 24 | 7 | 5647 | 11 | 24.9
|  | 1984 | 8 | 24 | 8 | 5648 | 94 | 26.2
|  | 1984 | 8 | 24 | 9 | 5649 | 196 | 27.6
|  | 1984 | 8 | 24 | 10 | 5650 | 287 | 28.9
|  | 1984 | 8 | 24 | 11 | 5651 | 356 | 29.4
|  | 1984 | 8 | 24 | 12 | 5652 | 398 | 29.8
|  | 1984 | 8 | 24 | 13 | 5653 | 409 | 30.3
|  | 1984 | 8 | 24 | 14 | 5654 | 456 | 30.3
|  | 1984 | 8 | 24 | 15 | 5655 | 451 | 30.3
|  | 1984 | 8 | 24 | 16 | 5656 | 386 | 30.3
|  | 1984 | 8 | 24 | 17 | 5657 | 243 | 29.7
|  | 1984 | 8 | 24 | 18 | 5658 | 93 | 29.1
|  | 1984 | 8 | 24 | 19 | 5659 | 6 | 28.5
|  | 1984 | 8 | 24 | 20 | 5660 | 0 | 27.3
|  | 1984 | 8 | 24 | 21 | 5661 | 0 | 26.2
|  | 1984 | 8 | 24 | 22 | 5662 | 0 | 25
|  | 1984 | 8 | 24 | 23 | 5663 | 0 | 25
|  | 1984 | 8 | 24 | 24 | 5664 | 0 | 25.1
|  | 1984 | 8 | 25 | 1 | 5665 | 0 | 25.1
|  | 1984 | 8 | 25 | 2 | 5666 | 0 | 25.1
|  | 1984 | 8 | 25 | 3 | 5667 | 0 | 25
|  | 1984 | 8 | 25 | 4 | 5668 | 0 | 25
|  | 1984 | 8 | 25 | 5 | 5669 | 0 | 25.2
|  | 1984 | 8 | 25 | 6 | 5670 | 0 | 25.4
|  | 1984 | 8 | 25 | 7 | 5671 | 16 | 25.6
|  | 1984 | 8 | 25 | 8 | 5672 | 139 | 27.1
|  | 1984 | 8 | 25 | 9 | 5673 | 291 | 28.6
|  | 1984 | 8 | 25 | 10 | 5674 | 426 | 30.1
|  | 1984 | 8 | 25 | 11 | 5675 | 477 | 29.6
|  | 1984 | 8 | 25 | 12 | 5676 | 469 | 29.2
|  | 1984 | 8 | 25 | 13 | 5677 | 411 | 28.7
|  | 1984 | 8 | 25 | 14 | 5678 | 389 | 29.4
|  | 1984 | 8 | 25 | 15 | 5679 | 338 | 30
|  | 1984 | 8 | 25 | 16 | 5680 | 260 | 30.7
|  | 1984 | 8 | 25 | 17 | 5681 | 191 | 30
|  | 1984 | 8 | 25 | 18 | 5682 | 83 | 29.3
|  | 1984 | 8 | 25 | 19 | 5683 | 6 | 28.6
|  | 1984 | 8 | 25 | 20 | 5684 | 0 | 28.3
|  | 1984 | 8 | 25 | 21 | 5685 | 0 | 27.9
|  | 1984 | 8 | 25 | 22 | 5686 | 0 | 27.6
|  | 1984 | 8 | 25 | 23 | 5687 | 0 | 27.4
|  | 1984 | 8 | 25 | 24 | 5688 | 0 | 27.1
|  | 1984 | 8 | 26 | 1 | 5689 | 0 | 26.9
|  | 1984 | 8 | 26 | 2 | 5690 | 0 | 26.8
|  | 1984 | 8 | 26 | 3 | 5691 | 0 | 26.8
|  | 1984 | 8 | 26 | 4 | 5692 | 0 | 26.7
|  | 1984 | 8 | 26 | 5 | 5693 | 0 | 26.6
|  | 1984 | 8 | 26 | 6 | 5694 | 0 | 26.5
|  | 1984 | 8 | 26 | 7 | 5695 | 16 | 26.4
|  | 1984 | 8 | 26 | 8 | 5696 | 139 | 28.1
|  | 1984 | 8 | 26 | 9 | 5697 | 291 | 29.9
|  | 1984 | 8 | 26 | 10 | 5698 | 426 | 31.6
|  | 1984 | 8 | 26 | 11 | 5699 | 477 | 32.3
|  | 1984 | 8 | 26 | 12 | 5700 | 469 | 32.9
|  | 1984 | 8 | 26 | 13 | 5701 | 410 | 33.6
|  | 1984 | 8 | 26 | 14 | 5702 | 389 | 33.7
|  | 1984 | 8 | 26 | 15 | 5703 | 337 | 33.8
|  | 1984 | 8 | 26 | 16 | 5704 | 259 | 33.9
|  | 1984 | 8 | 26 | 17 | 5705 | 190 | 32.6
|  | 1984 | 8 | 26 | 18 | 5706 | 81 | 31.3
|  | 1984 | 8 | 26 | 19 | 5707 | 6 | 30
|  | 1984 | 8 | 26 | 20 | 5708 | 0 | 28.6
|  | 1984 | 8 | 26 | 21 | 5709 | 0 | 27.1
|  | 1984 | 8 | 26 | 22 | 5710 | 0 | 25.7
|  | 1984 | 8 | 26 | 23 | 5711 | 0 | 26.3
|  | 1984 | 8 | 26 | 24 | 5712 | 0 | 27
|  | 1984 | 8 | 27 | 1 | 5713 | 0 | 27.6
|  | 1984 | 8 | 27 | 2 | 5714 | 0 | 27
|  | 1984 | 8 | 27 | 3 | 5715 | 0 | 26.4
|  | 1984 | 8 | 27 | 4 | 5716 | 0 | 25.8
|  | 1984 | 8 | 27 | 5 | 5717 | 0 | 25.9
|  | 1984 | 8 | 27 | 6 | 5718 | 0 | 26
|  | 1984 | 8 | 27 | 7 | 5719 | 16 | 26.1
|  | 1984 | 8 | 27 | 8 | 5720 | 139 | 27.5
|  | 1984 | 8 | 27 | 9 | 5721 | 291 | 29
|  | 1984 | 8 | 27 | 10 | 5722 | 426 | 30.4
|  | 1984 | 8 | 27 | 11 | 5723 | 530 | 31.1
|  | 1984 | 8 | 27 | 12 | 5724 | 591 | 31.7
|  | 1984 | 8 | 27 | 13 | 5725 | 607 | 32.4
|  | 1984 | 8 | 27 | 14 | 5726 | 575 | 32.2
|  | 1984 | 8 | 27 | 15 | 5727 | 498 | 32
|  | 1984 | 8 | 27 | 16 | 5728 | 382 | 31.8
|  | 1984 | 8 | 27 | 17 | 5729 | 215 | 31.1
|  | 1984 | 8 | 27 | 18 | 5730 | 71 | 30.5
|  | 1984 | 8 | 27 | 19 | 5731 | 4 | 29.8
|  | 1984 | 8 | 27 | 20 | 5732 | 0 | 28.3
|  | 1984 | 8 | 27 | 21 | 5733 | 0 | 26.8
|  | 1984 | 8 | 27 | 22 | 5734 | 0 | 25.3
|  | 1984 | 8 | 27 | 23 | 5735 | 0 | 25.8
|  | 1984 | 8 | 27 | 24 | 5736 | 0 | 26.3
|  | 1984 | 8 | 28 | 1 | 5737 | 0 | 26.8
|  | 1984 | 8 | 28 | 2 | 5738 | 0 | 26.3
|  | 1984 | 8 | 28 | 3 | 5739 | 0 | 25.7
|  | 1984 | 8 | 28 | 4 | 5740 | 0 | 25.2
|  | 1984 | 8 | 28 | 5 | 5741 | 0 | 25.3
|  | 1984 | 8 | 28 | 6 | 5742 | 0 | 25.3
|  | 1984 | 8 | 28 | 7 | 5743 | 16 | 25.4
|  | 1984 | 8 | 28 | 8 | 5744 | 139 | 27.1
|  | 1984 | 8 | 28 | 9 | 5745 | 291 | 28.9
|  | 1984 | 8 | 28 | 10 | 5746 | 427 | 30.6
|  | 1984 | 8 | 28 | 11 | 5747 | 530 | 31.1
|  | 1984 | 8 | 28 | 12 | 5748 | 591 | 31.7
|  | 1984 | 8 | 28 | 13 | 5749 | 606 | 32.2
|  | 1984 | 8 | 28 | 14 | 5750 | 517 | 30.1
|  | 1984 | 8 | 28 | 15 | 5751 | 394 | 28.1
|  | 1984 | 8 | 28 | 16 | 5752 | 257 | 26
|  | 1984 | 8 | 28 | 17 | 5753 | 160 | 26.6
|  | 1984 | 8 | 28 | 18 | 5754 | 59 | 27.1
|  | 1984 | 8 | 28 | 19 | 5755 | 4 | 27.7
|  | 1984 | 8 | 28 | 20 | 5756 | 0 | 27.6
|  | 1984 | 8 | 28 | 21 | 5757 | 0 | 27.5
|  | 1984 | 8 | 28 | 22 | 5758 | 0 | 27.4
|  | 1984 | 8 | 28 | 23 | 5759 | 0 | 27.1
|  | 1984 | 8 | 28 | 24 | 5760 | 0 | 26.8
|  | 1984 | 8 | 29 | 1 | 5761 | 0 | 26.5
|  | 1984 | 8 | 29 | 2 | 5762 | 0 | 26.4
|  | 1984 | 8 | 29 | 3 | 5763 | 0 | 26.2
|  | 1984 | 8 | 29 | 4 | 5764 | 0 | 26.1
|  | 1984 | 8 | 29 | 5 | 5765 | 0 | 26.1
|  | 1984 | 8 | 29 | 6 | 5766 | 0 | 26
|  | 1984 | 8 | 29 | 7 | 5767 | 16 | 26
|  | 1984 | 8 | 29 | 8 | 5768 | 139 | 27.4
|  | 1984 | 8 | 29 | 9 | 5769 | 292 | 28.9
|  | 1984 | 8 | 29 | 10 | 5770 | 428 | 30.3
|  | 1984 | 8 | 29 | 11 | 5771 | 478 | 30.8
|  | 1984 | 8 | 29 | 12 | 5772 | 470 | 31.2
|  | 1984 | 8 | 29 | 13 | 5773 | 410 | 31.7
|  | 1984 | 8 | 29 | 14 | 5774 | 388 | 30.8
|  | 1984 | 8 | 29 | 15 | 5775 | 336 | 29.8
|  | 1984 | 8 | 29 | 16 | 5776 | 257 | 28.9
|  | 1984 | 8 | 29 | 17 | 5777 | 160 | 28
|  | 1984 | 8 | 29 | 18 | 5778 | 58 | 27
|  | 1984 | 8 | 29 | 19 | 5779 | 3 | 26.1
|  | 1984 | 8 | 29 | 20 | 5780 | 0 | 25.3
|  | 1984 | 8 | 29 | 21 | 5781 | 0 | 24.5
|  | 1984 | 8 | 29 | 22 | 5782 | 0 | 23.7
|  | 1984 | 8 | 29 | 23 | 5783 | 0 | 23.7
|  | 1984 | 8 | 29 | 24 | 5784 | 0 | 23.7
|  | 1984 | 8 | 30 | 1 | 5785 | 0 | 23.7
|  | 1984 | 8 | 30 | 2 | 5786 | 0 | 23.8
|  | 1984 | 8 | 30 | 3 | 5787 | 0 | 23.8
|  | 1984 | 8 | 30 | 4 | 5788 | 0 | 23.9
|  | 1984 | 8 | 30 | 5 | 5789 | 0 | 24.2
|  | 1984 | 8 | 30 | 6 | 5790 | 0 | 24.4
|  | 1984 | 8 | 30 | 7 | 5791 | 16 | 24.7
|  | 1984 | 8 | 30 | 8 | 5792 | 139 | 26.4
|  | 1984 | 8 | 30 | 9 | 5793 | 293 | 28.2
|  | 1984 | 8 | 30 | 10 | 5794 | 431 | 29.9
|  | 1984 | 8 | 30 | 11 | 5795 | 533 | 29.9
|  | 1984 | 8 | 30 | 12 | 5796 | 594 | 30
|  | 1984 | 8 | 30 | 13 | 5797 | 607 | 30
|  | 1984 | 8 | 30 | 14 | 5798 | 717 | 30.5
|  | 1984 | 8 | 30 | 15 | 5799 | 709 | 31
|  | 1984 | 8 | 30 | 16 | 5800 | 589 | 31.5
|  | 1984 | 8 | 30 | 17 | 5801 | 351 | 30.8
|  | 1984 | 8 | 30 | 18 | 5802 | 121 | 30.1
|  | 1984 | 8 | 30 | 19 | 5803 | 7 | 29.4
|  | 1984 | 8 | 30 | 20 | 5804 | 0 | 29.2
|  | 1984 | 8 | 30 | 21 | 5805 | 0 | 28.9
|  | 1984 | 8 | 30 | 22 | 5806 | 0 | 28.7
|  | 1984 | 8 | 30 | 23 | 5807 | 0 | 28.3
|  | 1984 | 8 | 30 | 24 | 5808 | 0 | 28
|  | 1984 | 8 | 31 | 1 | 5809 | 0 | 27.6
|  | 1984 | 8 | 31 | 2 | 5810 | 0 | 27
|  | 1984 | 8 | 31 | 3 | 5811 | 0 | 26.3
|  | 1984 | 8 | 31 | 4 | 5812 | 0 | 25.7
|  | 1984 | 8 | 31 | 5 | 5813 | 0 | 26.1
|  | 1984 | 8 | 31 | 6 | 5814 | 0 | 26.5
|  | 1984 | 8 | 31 | 7 | 5815 | 11 | 26.9
|  | 1984 | 8 | 31 | 8 | 5816 | 94 | 28.2
|  | 1984 | 8 | 31 | 9 | 5817 | 197 | 29.5
|  | 1984 | 8 | 31 | 10 | 5818 | 289 | 30.8
|  | 1984 | 8 | 31 | 11 | 5819 | 421 | 31.3
|  | 1984 | 8 | 31 | 12 | 5820 | 534 | 31.8
|  | 1984 | 8 | 31 | 13 | 5821 | 608 | 32.3
|  | 1984 | 8 | 31 | 14 | 5822 | 547 | 32.6
|  | 1984 | 8 | 31 | 15 | 5823 | 448 | 32.8
|  | 1984 | 8 | 31 | 16 | 5824 | 322 | 33.1
|  | 1984 | 8 | 31 | 17 | 5825 | 185 | 30.9
|  | 1984 | 8 | 31 | 18 | 5826 | 61 | 28.6
|  | 1984 | 8 | 31 | 19 | 5827 | 3 | 26.5
|  | 1984 | 8 | 31 | 20 | 5828 | 0 | 26.6
|  | 1984 | 8 | 31 | 21 | 5829 | 0 | 26.7
|  | 1984 | 8 | 31 | 22 | 5830 | 0 | 26.8
|  | 1984 | 8 | 31 | 23 | 5831 | 0 | 26.9
|  | 1984 | 8 | 31 | 24 | 5832 | 0 | 26.9
|  | 1995 | 9 | 1 | 1 | 5833 | 0 | 26.9
|  | 1995 | 9 | 1 | 2 | 5834 | 0 | 26.8
|  | 1995 | 9 | 1 | 3 | 5835 | 0 | 26.7
|  | 1995 | 9 | 1 | 4 | 5836 | 0 | 26.6
|  | 1995 | 9 | 1 | 5 | 5837 | 0 | 26.5
|  | 1995 | 9 | 1 | 6 | 5838 | 0 | 26.5
|  | 1995 | 9 | 1 | 7 | 5839 | 20 | 26.6
|  | 1995 | 9 | 1 | 8 | 5840 | 183 | 27.7
|  | 1995 | 9 | 1 | 9 | 5841 | 401 | 28.8
|  | 1995 | 9 | 1 | 10 | 5842 | 612 | 29.9
|  | 1995 | 9 | 1 | 11 | 5843 | 759 | 31.3
|  | 1995 | 9 | 1 | 12 | 5844 | 846 | 32.7
|  | 1995 | 9 | 1 | 13 | 5845 | 866 | 34.1
|  | 1995 | 9 | 1 | 14 | 5846 | 715 | 31.6
|  | 1995 | 9 | 1 | 15 | 5847 | 495 | 29
|  | 1995 | 9 | 1 | 16 | 5848 | 254 | 26.5
|  | 1995 | 9 | 1 | 17 | 5849 | 183 | 26.3
|  | 1995 | 9 | 1 | 18 | 5850 | 74 | 26.1
|  | 1995 | 9 | 1 | 19 | 5851 | 4 | 25.9
|  | 1995 | 9 | 1 | 20 | 5852 | 0 | 25.8
|  | 1995 | 9 | 1 | 21 | 5853 | 0 | 25.7
|  | 1995 | 9 | 1 | 22 | 5854 | 0 | 25.6
|  | 1995 | 9 | 1 | 23 | 5855 | 0 | 25.4
|  | 1995 | 9 | 1 | 24 | 5856 | 0 | 25.3
|  | 1995 | 9 | 2 | 1 | 5857 | 0 | 25.1
|  | 1995 | 9 | 2 | 2 | 5858 | 0 | 25.1
|  | 1995 | 9 | 2 | 3 | 5859 | 0 | 25.2
|  | 1995 | 9 | 2 | 4 | 5860 | 0 | 25.2
|  | 1995 | 9 | 2 | 5 | 5861 | 0 | 25.8
|  | 1995 | 9 | 2 | 6 | 5862 | 0 | 26.3
|  | 1995 | 9 | 2 | 7 | 5863 | 13 | 26.9
|  | 1995 | 9 | 2 | 8 | 5864 | 125 | 27.5
|  | 1995 | 9 | 2 | 9 | 5865 | 278 | 28
|  | 1995 | 9 | 2 | 10 | 5866 | 428 | 28.6
|  | 1995 | 9 | 2 | 11 | 5867 | 531 | 28.2
|  | 1995 | 9 | 2 | 12 | 5868 | 592 | 27.8
|  | 1995 | 9 | 2 | 13 | 5869 | 606 | 27.4
|  | 1995 | 9 | 2 | 14 | 5870 | 572 | 28.4
|  | 1995 | 9 | 2 | 15 | 5871 | 493 | 29.3
|  | 1995 | 9 | 2 | 16 | 5872 | 375 | 30.3
|  | 1995 | 9 | 2 | 17 | 5873 | 207 | 29
|  | 1995 | 9 | 2 | 18 | 5874 | 64 | 27.7
|  | 1995 | 9 | 2 | 19 | 5875 | 3 | 26.4
|  | 1995 | 9 | 2 | 20 | 5876 | 0 | 25.8
|  | 1995 | 9 | 2 | 21 | 5877 | 0 | 25.2
|  | 1995 | 9 | 2 | 22 | 5878 | 0 | 24.6
|  | 1995 | 9 | 2 | 23 | 5879 | 0 | 24.5
|  | 1995 | 9 | 2 | 24 | 5880 | 0 | 24.4
|  | 1995 | 9 | 3 | 1 | 5881 | 0 | 24.4
|  | 1995 | 9 | 3 | 2 | 5882 | 0 | 24.5
|  | 1995 | 9 | 3 | 3 | 5883 | 0 | 24.6
|  | 1995 | 9 | 3 | 4 | 5884 | 0 | 24.7
|  | 1995 | 9 | 3 | 5 | 5885 | 0 | 25.1
|  | 1995 | 9 | 3 | 6 | 5886 | 0 | 25.4
|  | 1995 | 9 | 3 | 7 | 5887 | 20 | 25.8
|  | 1995 | 9 | 3 | 8 | 5888 | 183 | 27.4
|  | 1995 | 9 | 3 | 9 | 5889 | 402 | 28.9
|  | 1995 | 9 | 3 | 10 | 5890 | 613 | 30.5
|  | 1995 | 9 | 3 | 11 | 5891 | 732 | 31.1
|  | 1995 | 9 | 3 | 12 | 5892 | 780 | 31.7
|  | 1995 | 9 | 3 | 13 | 5893 | 758 | 32.3
|  | 1995 | 9 | 3 | 14 | 5894 | 672 | 32.4
|  | 1995 | 9 | 3 | 15 | 5895 | 538 | 32.5
|  | 1995 | 9 | 3 | 16 | 5896 | 374 | 32.6
|  | 1995 | 9 | 3 | 17 | 5897 | 205 | 30.3
|  | 1995 | 9 | 3 | 18 | 5898 | 62 | 28
|  | 1995 | 9 | 3 | 19 | 5899 | 3 | 27.8
|  | 1995 | 9 | 3 | 20 | 5900 | 0 | 27.5
|  | 1995 | 9 | 3 | 21 | 5901 | 0 | 27.3
|  | 1995 | 9 | 3 | 22 | 5902 | 0 | 27
|  | 1995 | 9 | 3 | 23 | 5903 | 0 | 26.8
|  | 1995 | 9 | 3 | 24 | 5904 | 0 | 26.7
|  | 1995 | 9 | 4 | 1 | 5905 | 0 | 26.5
|  | 1995 | 9 | 4 | 2 | 5906 | 0 | 26.5
|  | 1995 | 9 | 4 | 3 | 5907 | 0 | 26.5
|  | 1995 | 9 | 4 | 4 | 5908 | 0 | 26.5
|  | 1995 | 9 | 4 | 5 | 5909 | 0 | 26.5
|  | 1995 | 9 | 4 | 6 | 5910 | 0 | 26.5
|  | 1995 | 9 | 4 | 7 | 5911 | 16 | 26.5
|  | 1995 | 9 | 4 | 8 | 5912 | 152 | 27.8
|  | 1995 | 9 | 4 | 9 | 5913 | 344 | 29.2
|  | 1995 | 9 | 4 | 10 | 5914 | 537 | 30.5
|  | 1995 | 9 | 4 | 11 | 5915 | 665 | 30.9
|  | 1995 | 9 | 4 | 12 | 5916 | 741 | 31.2
|  | 1995 | 9 | 4 | 13 | 5917 | 758 | 31.6
|  | 1995 | 9 | 4 | 14 | 5918 | 671 | 31.1
|  | 1995 | 9 | 4 | 15 | 5919 | 537 | 30.7
|  | 1995 | 9 | 4 | 16 | 5920 | 373 | 30.2
|  | 1995 | 9 | 4 | 17 | 5921 | 226 | 29.7
|  | 1995 | 9 | 4 | 18 | 5922 | 77 | 29.3
|  | 1995 | 9 | 4 | 19 | 5923 | 4 | 28.8
|  | 1995 | 9 | 4 | 20 | 5924 | 0 | 28.6
|  | 1995 | 9 | 4 | 21 | 5925 | 0 | 28.4
|  | 1995 | 9 | 4 | 22 | 5926 | 0 | 28.2
|  | 1995 | 9 | 4 | 23 | 5927 | 0 | 27.8
|  | 1995 | 9 | 4 | 24 | 5928 | 0 | 27.5
|  | 1995 | 9 | 5 | 1 | 5929 | 0 | 27.1
|  | 1995 | 9 | 5 | 2 | 5930 | 0 | 26.7
|  | 1995 | 9 | 5 | 3 | 5931 | 0 | 26.4
|  | 1995 | 9 | 5 | 4 | 5932 | 0 | 26
|  | 1995 | 9 | 5 | 5 | 5933 | 0 | 26.1
|  | 1995 | 9 | 5 | 6 | 5934 | 0 | 26.1
|  | 1995 | 9 | 5 | 7 | 5935 | 16 | 26.2
|  | 1995 | 9 | 5 | 8 | 5936 | 152 | 27.5
|  | 1995 | 9 | 5 | 9 | 5937 | 344 | 28.7
|  | 1995 | 9 | 5 | 10 | 5938 | 537 | 30
|  | 1995 | 9 | 5 | 11 | 5939 | 626 | 30.6
|  | 1995 | 9 | 5 | 12 | 5940 | 648 | 31.2
|  | 1995 | 9 | 5 | 13 | 5941 | 607 | 31.8
|  | 1995 | 9 | 5 | 14 | 5942 | 545 | 31.2
|  | 1995 | 9 | 5 | 15 | 5943 | 443 | 30.6
|  | 1995 | 9 | 5 | 16 | 5944 | 315 | 29.9
|  | 1995 | 9 | 5 | 17 | 5945 | 178 | 29.3
|  | 1995 | 9 | 5 | 18 | 5946 | 56 | 28.7
|  | 1995 | 9 | 5 | 19 | 5947 | 2 | 28.1
|  | 1995 | 9 | 5 | 20 | 5948 | 0 | 27.9
|  | 1995 | 9 | 5 | 21 | 5949 | 0 | 27.8
|  | 1995 | 9 | 5 | 22 | 5950 | 0 | 27.6
|  | 1995 | 9 | 5 | 23 | 5951 | 0 | 27.4
|  | 1995 | 9 | 5 | 24 | 5952 | 0 | 27.2
|  | 1995 | 9 | 6 | 1 | 5953 | 0 | 27
|  | 1995 | 9 | 6 | 2 | 5954 | 0 | 26.6
|  | 1995 | 9 | 6 | 3 | 5955 | 0 | 26.2
|  | 1995 | 9 | 6 | 4 | 5956 | 0 | 25.8
|  | 1995 | 9 | 6 | 5 | 5957 | 0 | 25.8
|  | 1995 | 9 | 6 | 6 | 5958 | 0 | 25.7
|  | 1995 | 9 | 6 | 7 | 5959 | 16 | 25.7
|  | 1995 | 9 | 6 | 8 | 5960 | 133 | 26.6
|  | 1995 | 9 | 6 | 9 | 5961 | 264 | 27.6
|  | 1995 | 9 | 6 | 10 | 5962 | 365 | 28.5
|  | 1995 | 9 | 6 | 11 | 5963 | 423 | 29.4
|  | 1995 | 9 | 6 | 12 | 5964 | 436 | 30.4
|  | 1995 | 9 | 6 | 13 | 5965 | 410 | 31.3
|  | 1995 | 9 | 6 | 14 | 5966 | 386 | 31.4
|  | 1995 | 9 | 6 | 15 | 5967 | 332 | 31.5
|  | 1995 | 9 | 6 | 16 | 5968 | 251 | 31.6
|  | 1995 | 9 | 6 | 17 | 5969 | 151 | 31.2
|  | 1995 | 9 | 6 | 18 | 5970 | 50 | 30.8
|  | 1995 | 9 | 6 | 19 | 5971 | 2 | 30.4
|  | 1995 | 9 | 6 | 20 | 5972 | 0 | 29.7
|  | 1995 | 9 | 6 | 21 | 5973 | 0 | 29.1
|  | 1995 | 9 | 6 | 22 | 5974 | 0 | 28.4
|  | 1995 | 9 | 6 | 23 | 5975 | 0 | 27.9
|  | 1995 | 9 | 6 | 24 | 5976 | 0 | 27.5
|  | 1995 | 9 | 7 | 1 | 5977 | 0 | 27
|  | 1995 | 9 | 7 | 2 | 5978 | 0 | 26.7
|  | 1995 | 9 | 7 | 3 | 5979 | 0 | 26.3
|  | 1995 | 9 | 7 | 4 | 5980 | 0 | 26
|  | 1995 | 9 | 7 | 5 | 5981 | 0 | 25.9
|  | 1995 | 9 | 7 | 6 | 5982 | 0 | 25.9
|  | 1995 | 9 | 7 | 7 | 5983 | 23 | 25.8
|  | 1995 | 9 | 7 | 8 | 5984 | 192 | 27.2
|  | 1995 | 9 | 7 | 9 | 5985 | 386 | 28.6
|  | 1995 | 9 | 7 | 10 | 5986 | 538 | 30
|  | 1995 | 9 | 7 | 11 | 5987 | 626 | 30.9
|  | 1995 | 9 | 7 | 12 | 5988 | 648 | 31.7
|  | 1995 | 9 | 7 | 13 | 5989 | 606 | 32.6
|  | 1995 | 9 | 7 | 14 | 5990 | 571 | 32.8
|  | 1995 | 9 | 7 | 15 | 5991 | 490 | 33
|  | 1995 | 9 | 7 | 16 | 5992 | 370 | 33.2
|  | 1995 | 9 | 7 | 17 | 5993 | 199 | 30.6
|  | 1995 | 9 | 7 | 18 | 5994 | 57 | 28
|  | 1995 | 9 | 7 | 19 | 5995 | 2 | 25.4
|  | 1995 | 9 | 7 | 20 | 5996 | 0 | 25.5
|  | 1995 | 9 | 7 | 21 | 5997 | 0 | 25.7
|  | 1995 | 9 | 7 | 22 | 5998 | 0 | 25.8
|  | 1995 | 9 | 7 | 23 | 5999 | 0 | 25.5
|  | 1995 | 9 | 7 | 24 | 6000 | 0 | 25.1
|  | 1995 | 9 | 8 | 1 | 6001 | 0 | 24.8
|  | 1995 | 9 | 8 | 2 | 6002 | 0 | 24.5
|  | 1995 | 9 | 8 | 3 | 6003 | 0 | 24.3
|  | 1995 | 9 | 8 | 4 | 6004 | 0 | 24
|  | 1995 | 9 | 8 | 5 | 6005 | 0 | 24.2
|  | 1995 | 9 | 8 | 6 | 6006 | 0 | 24.3
|  | 1995 | 9 | 8 | 7 | 6007 | 11 | 24.5
|  | 1995 | 9 | 8 | 8 | 6008 | 94 | 25.5
|  | 1995 | 9 | 8 | 9 | 6009 | 198 | 26.6
|  | 1995 | 9 | 8 | 10 | 6010 | 290 | 27.6
|  | 1995 | 9 | 8 | 11 | 6011 | 359 | 28.3
|  | 1995 | 9 | 8 | 12 | 6012 | 400 | 29.1
|  | 1995 | 9 | 8 | 13 | 6013 | 409 | 29.8
|  | 1995 | 9 | 8 | 14 | 6014 | 385 | 30.1
|  | 1995 | 9 | 8 | 15 | 6015 | 330 | 30.4
|  | 1995 | 9 | 8 | 16 | 6016 | 248 | 30.7
|  | 1995 | 9 | 8 | 17 | 6017 | 148 | 29.5
|  | 1995 | 9 | 8 | 18 | 6018 | 48 | 28.2
|  | 1995 | 9 | 8 | 19 | 6019 | 2 | 27
|  | 1995 | 9 | 8 | 20 | 6020 | 0 | 26.9
|  | 1995 | 9 | 8 | 21 | 6021 | 0 | 26.9
|  | 1995 | 9 | 8 | 22 | 6022 | 0 | 26.8
|  | 1995 | 9 | 8 | 23 | 6023 | 0 | 26.4
|  | 1995 | 9 | 8 | 24 | 6024 | 0 | 26
|  | 1995 | 9 | 9 | 1 | 6025 | 0 | 25.6
|  | 1995 | 9 | 9 | 2 | 6026 | 0 | 25.5
|  | 1995 | 9 | 9 | 3 | 6027 | 0 | 25.4
|  | 1995 | 9 | 9 | 4 | 6028 | 0 | 25.3
|  | 1995 | 9 | 9 | 5 | 6029 | 0 | 25.4
|  | 1995 | 9 | 9 | 6 | 6030 | 0 | 25.4
|  | 1995 | 9 | 9 | 7 | 6031 | 20 | 25.5
|  | 1995 | 9 | 9 | 8 | 6032 | 152 | 26.8
|  | 1995 | 9 | 9 | 9 | 6033 | 264 | 28.1
|  | 1995 | 9 | 9 | 10 | 6034 | 290 | 29.4
|  | 1995 | 9 | 9 | 11 | 6035 | 359 | 29.4
|  | 1995 | 9 | 9 | 12 | 6036 | 400 | 29.4
|  | 1995 | 9 | 9 | 13 | 6037 | 408 | 29.4
|  | 1995 | 9 | 9 | 14 | 6038 | 569 | 30.4
|  | 1995 | 9 | 9 | 15 | 6039 | 609 | 31.5
|  | 1995 | 9 | 9 | 16 | 6040 | 524 | 32.5
|  | 1995 | 9 | 9 | 17 | 6041 | 300 | 31.8
|  | 1995 | 9 | 9 | 18 | 6042 | 91 | 31.2
|  | 1995 | 9 | 9 | 19 | 6043 | 3 | 30.5
|  | 1995 | 9 | 9 | 20 | 6044 | 0 | 30.1
|  | 1995 | 9 | 9 | 21 | 6045 | 0 | 29.7
|  | 1995 | 9 | 9 | 22 | 6046 | 0 | 29.3
|  | 1995 | 9 | 9 | 23 | 6047 | 0 | 28.8
|  | 1995 | 9 | 9 | 24 | 6048 | 0 | 28.3
|  | 1995 | 9 | 10 | 1 | 6049 | 0 | 27.8
|  | 1995 | 9 | 10 | 2 | 6050 | 0 | 27.4
|  | 1995 | 9 | 10 | 3 | 6051 | 0 | 27
|  | 1995 | 9 | 10 | 4 | 6052 | 0 | 26.6
|  | 1995 | 9 | 10 | 5 | 6053 | 0 | 26.5
|  | 1995 | 9 | 10 | 6 | 6054 | 0 | 26.5
|  | 1995 | 9 | 10 | 7 | 6055 | 22 | 26.4
|  | 1995 | 9 | 10 | 8 | 6056 | 199 | 27.5
|  | 1995 | 9 | 10 | 9 | 6057 | 419 | 28.6
|  | 1995 | 9 | 10 | 10 | 6058 | 615 | 29.7
|  | 1995 | 9 | 10 | 11 | 6059 | 733 | 30.7
|  | 1995 | 9 | 10 | 12 | 6060 | 780 | 31.8
|  | 1995 | 9 | 10 | 13 | 6061 | 755 | 32.8
|  | 1995 | 9 | 10 | 14 | 6062 | 709 | 33.2
|  | 1995 | 9 | 10 | 15 | 6063 | 607 | 33.6
|  | 1995 | 9 | 10 | 16 | 6064 | 455 | 34
|  | 1995 | 9 | 10 | 17 | 6065 | 235 | 31.3
|  | 1995 | 9 | 10 | 18 | 6066 | 61 | 28.5
|  | 1995 | 9 | 10 | 19 | 6067 | 2 | 25.8
|  | 1995 | 9 | 10 | 20 | 6068 | 0 | 26
|  | 1995 | 9 | 10 | 21 | 6069 | 0 | 26.3
|  | 1995 | 9 | 10 | 22 | 6070 | 0 | 26.5
|  | 1995 | 9 | 10 | 23 | 6071 | 0 | 26.5
|  | 1995 | 9 | 10 | 24 | 6072 | 0 | 26.5
|  | 1995 | 9 | 11 | 1 | 6073 | 0 | 26.5
|  | 1995 | 9 | 11 | 2 | 6074 | 0 | 26.4
|  | 1995 | 9 | 11 | 3 | 6075 | 0 | 26.4
|  | 1995 | 9 | 11 | 4 | 6076 | 0 | 26.3
|  | 1995 | 9 | 11 | 5 | 6077 | 0 | 26.2
|  | 1995 | 9 | 11 | 6 | 6078 | 0 | 26.1
|  | 1995 | 9 | 11 | 7 | 6079 | 22 | 26
|  | 1995 | 9 | 11 | 8 | 6080 | 174 | 26.3
|  | 1995 | 9 | 11 | 9 | 6081 | 294 | 26.6
|  | 1995 | 9 | 11 | 10 | 6082 | 291 | 26.9
|  | 1995 | 9 | 11 | 11 | 6083 | 360 | 28.6
|  | 1995 | 9 | 11 | 12 | 6084 | 400 | 30.3
|  | 1995 | 9 | 11 | 13 | 6085 | 408 | 32
|  | 1995 | 9 | 11 | 14 | 6086 | 450 | 32.5
|  | 1995 | 9 | 11 | 15 | 6087 | 437 | 32.9
|  | 1995 | 9 | 11 | 16 | 6088 | 364 | 33.4
|  | 1995 | 9 | 11 | 17 | 6089 | 193 | 32.1
|  | 1995 | 9 | 11 | 18 | 6090 | 52 | 30.7
|  | 1995 | 9 | 11 | 19 | 6091 | 2 | 29.4
|  | 1995 | 9 | 11 | 20 | 6092 | 0 | 28.6
|  | 1995 | 9 | 11 | 21 | 6093 | 0 | 27.9
|  | 1995 | 9 | 11 | 22 | 6094 | 0 | 27.1
|  | 1995 | 9 | 11 | 23 | 6095 | 0 | 27.1
|  | 1995 | 9 | 11 | 24 | 6096 | 0 | 27.1
|  | 1995 | 9 | 12 | 1 | 6097 | 0 | 27.1
|  | 1995 | 9 | 12 | 2 | 6098 | 0 | 27
|  | 1995 | 9 | 12 | 3 | 6099 | 0 | 26.8
|  | 1995 | 9 | 12 | 4 | 6100 | 0 | 26.7
|  | 1995 | 9 | 12 | 5 | 6101 | 0 | 26.7
|  | 1995 | 9 | 12 | 6 | 6102 | 0 | 26.6
|  | 1995 | 9 | 12 | 7 | 6103 | 20 | 26.6
|  | 1995 | 9 | 12 | 8 | 6104 | 184 | 27.6
|  | 1995 | 9 | 12 | 9 | 6105 | 404 | 28.6
|  | 1995 | 9 | 12 | 10 | 6106 | 615 | 29.6
|  | 1995 | 9 | 12 | 11 | 6107 | 762 | 30.8
|  | 1995 | 9 | 12 | 12 | 6108 | 847 | 31.9
|  | 1995 | 9 | 12 | 13 | 6109 | 863 | 33.1
|  | 1995 | 9 | 12 | 14 | 6110 | 781 | 33.6
|  | 1995 | 9 | 12 | 15 | 6111 | 638 | 34.2
|  | 1995 | 9 | 12 | 16 | 6112 | 453 | 34.7
|  | 1995 | 9 | 12 | 17 | 6113 | 249 | 33.9
|  | 1995 | 9 | 12 | 18 | 6114 | 70 | 33.1
|  | 1995 | 9 | 12 | 19 | 6115 | 2 | 32.3
|  | 1995 | 9 | 12 | 20 | 6116 | 0 | 30.6
|  | 1995 | 9 | 12 | 21 | 6117 | 0 | 28.8
|  | 1995 | 9 | 12 | 22 | 6118 | 0 | 27.1
|  | 1995 | 9 | 12 | 23 | 6119 | 0 | 27.3
|  | 1995 | 9 | 12 | 24 | 6120 | 0 | 27.4
|  | 1995 | 9 | 13 | 1 | 6121 | 0 | 27.6
|  | 1995 | 9 | 13 | 2 | 6122 | 0 | 27.3
|  | 1995 | 9 | 13 | 3 | 6123 | 0 | 27
|  | 1995 | 9 | 13 | 4 | 6124 | 0 | 26.7
|  | 1995 | 9 | 13 | 5 | 6125 | 0 | 26.6
|  | 1995 | 9 | 13 | 6 | 6126 | 0 | 26.6
|  | 1995 | 9 | 13 | 7 | 6127 | 16 | 26.5
|  | 1995 | 9 | 13 | 8 | 6128 | 153 | 27.8
|  | 1995 | 9 | 13 | 9 | 6129 | 345 | 29.2
|  | 1995 | 9 | 13 | 10 | 6130 | 538 | 30.5
|  | 1995 | 9 | 13 | 11 | 6131 | 626 | 31.6
|  | 1995 | 9 | 13 | 12 | 6132 | 647 | 32.7
|  | 1995 | 9 | 13 | 13 | 6133 | 604 | 33.8
|  | 1995 | 9 | 13 | 14 | 6134 | 618 | 34.1
|  | 1995 | 9 | 13 | 15 | 6135 | 567 | 34.3
|  | 1995 | 9 | 13 | 16 | 6136 | 449 | 34.6
|  | 1995 | 9 | 13 | 17 | 6137 | 229 | 31.7
|  | 1995 | 9 | 13 | 18 | 6138 | 57 | 28.7
|  | 1995 | 9 | 13 | 19 | 6139 | 1 | 25.8
|  | 1995 | 9 | 13 | 20 | 6140 | 0 | 25.4
|  | 1995 | 9 | 13 | 21 | 6141 | 0 | 24.9
|  | 1995 | 9 | 13 | 22 | 6142 | 0 | 24.5
|  | 1995 | 9 | 13 | 23 | 6143 | 0 | 24.4
|  | 1995 | 9 | 13 | 24 | 6144 | 0 | 24.4
|  | 1995 | 9 | 14 | 1 | 6145 | 0 | 24.3
|  | 1995 | 9 | 14 | 2 | 6146 | 0 | 24.4
|  | 1995 | 9 | 14 | 3 | 6147 | 0 | 24.5
|  | 1995 | 9 | 14 | 4 | 6148 | 0 | 24.6
|  | 1995 | 9 | 14 | 5 | 6149 | 0 | 24.6
|  | 1995 | 9 | 14 | 6 | 6150 | 0 | 24.5
|  | 1995 | 9 | 14 | 7 | 6151 | 16 | 24.5
|  | 1995 | 9 | 14 | 8 | 6152 | 140 | 25.6
|  | 1995 | 9 | 14 | 9 | 6153 | 294 | 26.6
|  | 1995 | 9 | 14 | 10 | 6154 | 430 | 27.7
|  | 1995 | 9 | 14 | 11 | 6155 | 581 | 29.2
|  | 1995 | 9 | 14 | 12 | 6156 | 694 | 30.7
|  | 1995 | 9 | 14 | 13 | 6157 | 751 | 32.2
|  | 1995 | 9 | 14 | 14 | 6158 | 705 | 32.6
|  | 1995 | 9 | 14 | 15 | 6159 | 601 | 33
|  | 1995 | 9 | 14 | 16 | 6160 | 448 | 33.4
|  | 1995 | 9 | 14 | 17 | 6161 | 245 | 32.4
|  | 1995 | 9 | 14 | 18 | 6162 | 67 | 31.4
|  | 1995 | 9 | 14 | 19 | 6163 | 2 | 30.4
|  | 1995 | 9 | 14 | 20 | 6164 | 0 | 30.1
|  | 1995 | 9 | 14 | 21 | 6165 | 0 | 29.7
|  | 1995 | 9 | 14 | 22 | 6166 | 0 | 29.4
|  | 1995 | 9 | 14 | 23 | 6167 | 0 | 28.8
|  | 1995 | 9 | 14 | 24 | 6168 | 0 | 28.3
|  | 1995 | 9 | 15 | 1 | 6169 | 0 | 27.7
|  | 1995 | 9 | 15 | 2 | 6170 | 0 | 27.3
|  | 1995 | 9 | 15 | 3 | 6171 | 0 | 26.8
|  | 1995 | 9 | 15 | 4 | 6172 | 0 | 26.4
|  | 1995 | 9 | 15 | 5 | 6173 | 0 | 26.5
|  | 1995 | 9 | 15 | 6 | 6174 | 0 | 26.5
|  | 1995 | 9 | 15 | 7 | 6175 | 16 | 26.6
|  | 1995 | 9 | 15 | 8 | 6176 | 139 | 27.8
|  | 1995 | 9 | 15 | 9 | 6177 | 293 | 29.1
|  | 1995 | 9 | 15 | 10 | 6178 | 430 | 30.3
|  | 1995 | 9 | 15 | 11 | 6179 | 506 | 30.4
|  | 1995 | 9 | 15 | 12 | 6180 | 531 | 30.4
|  | 1995 | 9 | 15 | 13 | 6181 | 509 | 30.5
|  | 1995 | 9 | 15 | 14 | 6182 | 445 | 30.6
|  | 1995 | 9 | 15 | 15 | 6183 | 351 | 30.6
|  | 1995 | 9 | 15 | 16 | 6184 | 240 | 30.7
|  | 1995 | 9 | 15 | 17 | 6185 | 163 | 30.1
|  | 1995 | 9 | 15 | 18 | 6186 | 54 | 29.6
|  | 1995 | 9 | 15 | 19 | 6187 | 2 | 29
|  | 1995 | 9 | 15 | 20 | 6188 | 0 | 28.8
|  | 1995 | 9 | 15 | 21 | 6189 | 0 | 28.7
|  | 1995 | 9 | 15 | 22 | 6190 | 0 | 28.5
|  | 1995 | 9 | 15 | 23 | 6191 | 0 | 28.2
|  | 1995 | 9 | 15 | 24 | 6192 | 0 | 28
|  | 1995 | 9 | 16 | 1 | 6193 | 0 | 27.7
|  | 1995 | 9 | 16 | 2 | 6194 | 0 | 27.6
|  | 1995 | 9 | 16 | 3 | 6195 | 0 | 27.4
|  | 1995 | 9 | 16 | 4 | 6196 | 0 | 27.3
|  | 1995 | 9 | 16 | 5 | 6197 | 0 | 27
|  | 1995 | 9 | 16 | 6 | 6198 | 0 | 26.7
|  | 1995 | 9 | 16 | 7 | 6199 | 22 | 26.4
|  | 1995 | 9 | 16 | 8 | 6200 | 191 | 27.6
|  | 1995 | 9 | 16 | 9 | 6201 | 385 | 28.7
|  | 1995 | 9 | 16 | 10 | 6202 | 535 | 29.9
|  | 1995 | 9 | 16 | 11 | 6203 | 663 | 31.1
|  | 1995 | 9 | 16 | 12 | 6204 | 736 | 32.3
|  | 1995 | 9 | 16 | 13 | 6205 | 750 | 33.5
|  | 1995 | 9 | 16 | 14 | 6206 | 681 | 33.1
|  | 1995 | 9 | 16 | 15 | 6207 | 560 | 32.7
|  | 1995 | 9 | 16 | 16 | 6208 | 401 | 32.3
|  | 1995 | 9 | 16 | 17 | 6209 | 223 | 32
|  | 1995 | 9 | 16 | 18 | 6210 | 61 | 31.6
|  | 1995 | 9 | 16 | 19 | 6211 | 1 | 31.2
|  | 1995 | 9 | 16 | 20 | 6212 | 0 | 30.6
|  | 1995 | 9 | 16 | 21 | 6213 | 0 | 29.9
|  | 1995 | 9 | 16 | 22 | 6214 | 0 | 29.3
|  | 1995 | 9 | 16 | 23 | 6215 | 0 | 29
|  | 1995 | 9 | 16 | 24 | 6216 | 0 | 28.6
|  | 1995 | 9 | 17 | 1 | 6217 | 0 | 28.3
|  | 1995 | 9 | 17 | 2 | 6218 | 0 | 28
|  | 1995 | 9 | 17 | 3 | 6219 | 0 | 27.8
|  | 1995 | 9 | 17 | 4 | 6220 | 0 | 27.5
|  | 1995 | 9 | 17 | 5 | 6221 | 0 | 27.4
|  | 1995 | 9 | 17 | 6 | 6222 | 0 | 27.3
|  | 1995 | 9 | 17 | 7 | 6223 | 19 | 27.2
|  | 1995 | 9 | 17 | 8 | 6224 | 174 | 28.3
|  | 1995 | 9 | 17 | 9 | 6225 | 366 | 29.4
|  | 1995 | 9 | 17 | 10 | 6226 | 536 | 30.5
|  | 1995 | 9 | 17 | 11 | 6227 | 664 | 31.1
|  | 1995 | 9 | 17 | 12 | 6228 | 738 | 31.8
|  | 1995 | 9 | 17 | 13 | 6229 | 751 | 32.4
|  | 1995 | 9 | 17 | 14 | 6230 | 741 | 32.6
|  | 1995 | 9 | 17 | 15 | 6231 | 658 | 32.9
|  | 1995 | 9 | 17 | 16 | 6232 | 506 | 33.1
|  | 1995 | 9 | 17 | 17 | 6233 | 290 | 32.1
|  | 1995 | 9 | 17 | 18 | 6234 | 81 | 31.1
|  | 1995 | 9 | 17 | 19 | 6235 | 2 | 30.1
|  | 1995 | 9 | 17 | 20 | 6236 | 0 | 29.8
|  | 1995 | 9 | 17 | 21 | 6237 | 0 | 29.5
|  | 1995 | 9 | 17 | 22 | 6238 | 0 | 29.2
|  | 1995 | 9 | 17 | 23 | 6239 | 0 | 28.9
|  | 1995 | 9 | 17 | 24 | 6240 | 0 | 28.5
|  | 1995 | 9 | 18 | 1 | 6241 | 0 | 28.2
|  | 1995 | 9 | 18 | 2 | 6242 | 0 | 28.1
|  | 1995 | 9 | 18 | 3 | 6243 | 0 | 28.1
|  | 1995 | 9 | 18 | 4 | 6244 | 0 | 28
|  | 1995 | 9 | 18 | 5 | 6245 | 0 | 27.6
|  | 1995 | 9 | 18 | 6 | 6246 | 0 | 27.3
|  | 1995 | 9 | 18 | 7 | 6247 | 16 | 26.9
|  | 1995 | 9 | 18 | 8 | 6248 | 139 | 26.9
|  | 1995 | 9 | 18 | 9 | 6249 | 293 | 27
|  | 1995 | 9 | 18 | 10 | 6250 | 429 | 28.4
|  | 1995 | 9 | 18 | 11 | 6251 | 531 | 29.8
|  | 1995 | 9 | 18 | 12 | 6252 | 589 | 31.2
|  | 1995 | 9 | 18 | 13 | 6253 | 600 | 32.6
|  | 1995 | 9 | 18 | 14 | 6254 | 560 | 32.4
|  | 1995 | 9 | 18 | 15 | 6255 | 475 | 32.3
|  | 1995 | 9 | 18 | 16 | 6256 | 351 | 32.1
|  | 1995 | 9 | 18 | 17 | 6257 | 200 | 31.3
|  | 1995 | 9 | 18 | 18 | 6258 | 55 | 30.5
|  | 1995 | 9 | 18 | 19 | 6259 | 1 | 29.7
|  | 1995 | 9 | 18 | 20 | 6260 | 0 | 29.5
|  | 1995 | 9 | 18 | 21 | 6261 | 0 | 29.2
|  | 1995 | 9 | 18 | 22 | 6262 | 0 | 29
|  | 1995 | 9 | 18 | 23 | 6263 | 0 | 28.7
|  | 1995 | 9 | 18 | 24 | 6264 | 0 | 28.5
|  | 1995 | 9 | 19 | 1 | 6265 | 0 | 28.2
|  | 1995 | 9 | 19 | 2 | 6266 | 0 | 28
|  | 1995 | 9 | 19 | 3 | 6267 | 0 | 27.7
|  | 1995 | 9 | 19 | 4 | 6268 | 0 | 27.5
|  | 1995 | 9 | 19 | 5 | 6269 | 0 | 26.9
|  | 1995 | 9 | 19 | 6 | 6270 | 0 | 26.2
|  | 1995 | 9 | 19 | 7 | 6271 | 15 | 25.6
|  | 1995 | 9 | 19 | 8 | 6272 | 152 | 26.9
|  | 1995 | 9 | 19 | 9 | 6273 | 344 | 28.1
|  | 1995 | 9 | 19 | 10 | 6274 | 536 | 29.4
|  | 1995 | 9 | 19 | 11 | 6275 | 623 | 30.7
|  | 1995 | 9 | 19 | 12 | 6276 | 642 | 31.9
|  | 1995 | 9 | 19 | 13 | 6277 | 598 | 33.2
|  | 1995 | 9 | 19 | 14 | 6278 | 559 | 32.8
|  | 1995 | 9 | 19 | 15 | 6279 | 473 | 32.4
|  | 1995 | 9 | 19 | 16 | 6280 | 349 | 32
|  | 1995 | 9 | 19 | 17 | 6281 | 198 | 31.1
|  | 1995 | 9 | 19 | 18 | 6282 | 53 | 30.1
|  | 1995 | 9 | 19 | 19 | 6283 | 1 | 29.2
|  | 1995 | 9 | 19 | 20 | 6284 | 0 | 29.1
|  | 1995 | 9 | 19 | 21 | 6285 | 0 | 28.9
|  | 1995 | 9 | 19 | 22 | 6286 | 0 | 28.8
|  | 1995 | 9 | 19 | 23 | 6287 | 0 | 26.9
|  | 1995 | 9 | 19 | 24 | 6288 | 0 | 25
|  | 1995 | 9 | 20 | 1 | 6289 | 0 | 23.1
|  | 1995 | 9 | 20 | 2 | 6290 | 0 | 23.3
|  | 1995 | 9 | 20 | 3 | 6291 | 0 | 23.6
|  | 1995 | 9 | 20 | 4 | 6292 | 0 | 23.8
|  | 1995 | 9 | 20 | 5 | 6293 | 0 | 24
|  | 1995 | 9 | 20 | 6 | 6294 | 0 | 24.1
|  | 1995 | 9 | 20 | 7 | 6295 | 10 | 24.3
|  | 1995 | 9 | 20 | 8 | 6296 | 125 | 25.8
|  | 1995 | 9 | 20 | 9 | 6297 | 320 | 27.2
|  | 1995 | 9 | 20 | 10 | 6298 | 536 | 28.7
|  | 1995 | 9 | 20 | 11 | 6299 | 662 | 29.3
|  | 1995 | 9 | 20 | 12 | 6300 | 734 | 29.9
|  | 1995 | 9 | 20 | 13 | 6301 | 745 | 30.5
|  | 1995 | 9 | 20 | 14 | 6302 | 732 | 30.8
|  | 1995 | 9 | 20 | 15 | 6303 | 648 | 31
|  | 1995 | 9 | 20 | 16 | 6304 | 495 | 31.3
|  | 1995 | 9 | 20 | 17 | 6305 | 245 | 28.9
|  | 1995 | 9 | 20 | 18 | 6306 | 52 | 26.5
|  | 1995 | 9 | 20 | 19 | 6307 | 1 | 24.1
|  | 1995 | 9 | 20 | 20 | 6308 | 0 | 24.3
|  | 1995 | 9 | 20 | 21 | 6309 | 0 | 24.6
|  | 1995 | 9 | 20 | 22 | 6310 | 0 | 24.8
|  | 1995 | 9 | 20 | 23 | 6311 | 0 | 24.9
|  | 1995 | 9 | 20 | 24 | 6312 | 0 | 24.9
|  | 1995 | 9 | 21 | 1 | 6313 | 0 | 25
|  | 1995 | 9 | 21 | 2 | 6314 | 0 | 25.1
|  | 1995 | 9 | 21 | 3 | 6315 | 0 | 25.2
|  | 1995 | 9 | 21 | 4 | 6316 | 0 | 25.3
|  | 1995 | 9 | 21 | 5 | 6317 | 0 | 25.5
|  | 1995 | 9 | 21 | 6 | 6318 | 0 | 25.6
|  | 1995 | 9 | 21 | 7 | 6319 | 10 | 25.8
|  | 1995 | 9 | 21 | 8 | 6320 | 94 | 27
|  | 1995 | 9 | 21 | 9 | 6321 | 197 | 28.2
|  | 1995 | 9 | 21 | 10 | 6322 | 289 | 29.4
|  | 1995 | 9 | 21 | 11 | 6323 | 419 | 30
|  | 1995 | 9 | 21 | 12 | 6324 | 528 | 30.5
|  | 1995 | 9 | 21 | 13 | 6325 | 596 | 31.1
|  | 1995 | 9 | 21 | 14 | 6326 | 652 | 31.5
|  | 1995 | 9 | 21 | 15 | 6327 | 618 | 31.9
|  | 1995 | 9 | 21 | 16 | 6328 | 493 | 32.3
|  | 1995 | 9 | 21 | 17 | 6329 | 267 | 31.4
|  | 1995 | 9 | 21 | 18 | 6330 | 66 | 30.4
|  | 1995 | 9 | 21 | 19 | 6331 | 1 | 29.5
|  | 1995 | 9 | 21 | 20 | 6332 | 0 | 28.7
|  | 1995 | 9 | 21 | 21 | 6333 | 0 | 27.8
|  | 1995 | 9 | 21 | 22 | 6334 | 0 | 27
|  | 1995 | 9 | 21 | 23 | 6335 | 0 | 26.9
|  | 1995 | 9 | 21 | 24 | 6336 | 0 | 26.8
|  | 1995 | 9 | 22 | 1 | 6337 | 0 | 26.7
|  | 1995 | 9 | 22 | 2 | 6338 | 0 | 26.5
|  | 1995 | 9 | 22 | 3 | 6339 | 0 | 26.3
|  | 1995 | 9 | 22 | 4 | 6340 | 0 | 26.1
|  | 1995 | 9 | 22 | 5 | 6341 | 0 | 25.7
|  | 1995 | 9 | 22 | 6 | 6342 | 0 | 25.4
|  | 1995 | 9 | 22 | 7 | 6343 | 15 | 25
|  | 1995 | 9 | 22 | 8 | 6344 | 152 | 26.2
|  | 1995 | 9 | 22 | 9 | 6345 | 344 | 27.3
|  | 1995 | 9 | 22 | 10 | 6346 | 536 | 28.5
|  | 1995 | 9 | 22 | 11 | 6347 | 622 | 29.5
|  | 1995 | 9 | 22 | 12 | 6348 | 640 | 30.5
|  | 1995 | 9 | 22 | 13 | 6349 | 595 | 31.5
|  | 1995 | 9 | 22 | 14 | 6350 | 555 | 31.7
|  | 1995 | 9 | 22 | 15 | 6351 | 468 | 31.8
|  | 1995 | 9 | 22 | 16 | 6352 | 343 | 32
|  | 1995 | 9 | 22 | 17 | 6353 | 173 | 30.3
|  | 1995 | 9 | 22 | 18 | 6354 | 38 | 28.7
|  | 1995 | 9 | 22 | 19 | 6355 | 0 | 27
|  | 1995 | 9 | 22 | 20 | 6356 | 0 | 26.2
|  | 1995 | 9 | 22 | 21 | 6357 | 0 | 25.4
|  | 1995 | 9 | 22 | 22 | 6358 | 0 | 24.6
|  | 1995 | 9 | 22 | 23 | 6359 | 0 | 24.8
|  | 1995 | 9 | 22 | 24 | 6360 | 0 | 25
|  | 1995 | 9 | 23 | 1 | 6361 | 0 | 25.2
|  | 1995 | 9 | 23 | 2 | 6362 | 0 | 25.2
|  | 1995 | 9 | 23 | 3 | 6363 | 0 | 25.2
|  | 1995 | 9 | 23 | 4 | 6364 | 0 | 25.2
|  | 1995 | 9 | 23 | 5 | 6365 | 0 | 25.3
|  | 1995 | 9 | 23 | 6 | 6366 | 0 | 25.4
|  | 1995 | 9 | 23 | 7 | 6367 | 15 | 25.5
|  | 1995 | 9 | 23 | 8 | 6368 | 163 | 26.9
|  | 1995 | 9 | 23 | 9 | 6369 | 385 | 28.4
|  | 1995 | 9 | 23 | 10 | 6370 | 612 | 29.8
|  | 1995 | 9 | 23 | 11 | 6371 | 659 | 29.2
|  | 1995 | 9 | 23 | 12 | 6372 | 584 | 28.6
|  | 1995 | 9 | 23 | 13 | 6373 | 400 | 28
|  | 1995 | 9 | 23 | 14 | 6374 | 437 | 27.8
|  | 1995 | 9 | 23 | 15 | 6375 | 420 | 27.6
|  | 1995 | 9 | 23 | 16 | 6376 | 341 | 27.4
|  | 1995 | 9 | 23 | 17 | 6377 | 171 | 27.3
|  | 1995 | 9 | 23 | 18 | 6378 | 37 | 27.3
|  | 1995 | 9 | 23 | 19 | 6379 | 0 | 27.2
|  | 1995 | 9 | 23 | 20 | 6380 | 0 | 26.3
|  | 1995 | 9 | 23 | 21 | 6381 | 0 | 25.4
|  | 1995 | 9 | 23 | 22 | 6382 | 0 | 24.5
|  | 1995 | 9 | 23 | 23 | 6383 | 0 | 24.6
|  | 1995 | 9 | 23 | 24 | 6384 | 0 | 24.6
|  | 1995 | 9 | 24 | 1 | 6385 | 0 | 24.7
|  | 1995 | 9 | 24 | 2 | 6386 | 0 | 24.7
|  | 1995 | 9 | 24 | 3 | 6387 | 0 | 24.7
|  | 1995 | 9 | 24 | 4 | 6388 | 0 | 24.7
|  | 1995 | 9 | 24 | 5 | 6389 | 0 | 24.7
|  | 1995 | 9 | 24 | 6 | 6390 | 0 | 24.8
|  | 1995 | 9 | 24 | 7 | 6391 | 15 | 24.8
|  | 1995 | 9 | 24 | 8 | 6392 | 139 | 26.7
|  | 1995 | 9 | 24 | 9 | 6393 | 292 | 28.5
|  | 1995 | 9 | 24 | 10 | 6394 | 428 | 30.4
|  | 1995 | 9 | 24 | 11 | 6395 | 529 | 29.5
|  | 1995 | 9 | 24 | 12 | 6396 | 585 | 28.5
|  | 1995 | 9 | 24 | 13 | 6397 | 593 | 27.6
|  | 1995 | 9 | 24 | 14 | 6398 | 602 | 28.7
|  | 1995 | 9 | 24 | 15 | 6399 | 545 | 29.9
|  | 1995 | 9 | 24 | 16 | 6400 | 423 | 31
|  | 1995 | 9 | 24 | 17 | 6401 | 235 | 30.2
|  | 1995 | 9 | 24 | 18 | 6402 | 57 | 29.3
|  | 1995 | 9 | 24 | 19 | 6403 | 1 | 28.5
|  | 1995 | 9 | 24 | 20 | 6404 | 0 | 28.1
|  | 1995 | 9 | 24 | 21 | 6405 | 0 | 27.6
|  | 1995 | 9 | 24 | 22 | 6406 | 0 | 27.2
|  | 1995 | 9 | 24 | 23 | 6407 | 0 | 26.6
|  | 1995 | 9 | 24 | 24 | 6408 | 0 | 26.1
|  | 1995 | 9 | 25 | 1 | 6409 | 0 | 25.5
|  | 1995 | 9 | 25 | 2 | 6410 | 0 | 25.3
|  | 1995 | 9 | 25 | 3 | 6411 | 0 | 25.2
|  | 1995 | 9 | 25 | 4 | 6412 | 0 | 25
|  | 1995 | 9 | 25 | 5 | 6413 | 0 | 25
|  | 1995 | 9 | 25 | 6 | 6414 | 0 | 25
|  | 1995 | 9 | 25 | 7 | 6415 | 15 | 25
|  | 1995 | 9 | 25 | 8 | 6416 | 139 | 26.2
|  | 1995 | 9 | 25 | 9 | 6417 | 292 | 27.4
|  | 1995 | 9 | 25 | 10 | 6418 | 428 | 28.6
|  | 1995 | 9 | 25 | 11 | 6419 | 528 | 29.9
|  | 1995 | 9 | 25 | 12 | 6420 | 585 | 31.1
|  | 1995 | 9 | 25 | 13 | 6421 | 593 | 32.4
|  | 1995 | 9 | 25 | 14 | 6422 | 551 | 32.8
|  | 1995 | 9 | 25 | 15 | 6423 | 464 | 33.1
|  | 1995 | 9 | 25 | 16 | 6424 | 338 | 33.5
|  | 1995 | 9 | 25 | 17 | 6425 | 186 | 32.3
|  | 1995 | 9 | 25 | 18 | 6426 | 44 | 31
|  | 1995 | 9 | 25 | 19 | 6427 | 0 | 29.8
|  | 1995 | 9 | 25 | 20 | 6428 | 0 | 28.4
|  | 1995 | 9 | 25 | 21 | 6429 | 0 | 26.9
|  | 1995 | 9 | 25 | 22 | 6430 | 0 | 25.5
|  | 1995 | 9 | 25 | 23 | 6431 | 0 | 25.5
|  | 1995 | 9 | 25 | 24 | 6432 | 0 | 25.6
|  | 1995 | 9 | 26 | 1 | 6433 | 0 | 25.6
|  | 1995 | 9 | 26 | 2 | 6434 | 0 | 25.4
|  | 1995 | 9 | 26 | 3 | 6435 | 0 | 25.1
|  | 1995 | 9 | 26 | 4 | 6436 | 0 | 24.9
|  | 1995 | 9 | 26 | 5 | 6437 | 0 | 24.9
|  | 1995 | 9 | 26 | 6 | 6438 | 0 | 24.8
|  | 1995 | 9 | 26 | 7 | 6439 | 19 | 24.8
|  | 1995 | 9 | 26 | 8 | 6440 | 191 | 26.4
|  | 1995 | 9 | 26 | 9 | 6441 | 432 | 28
|  | 1995 | 9 | 26 | 10 | 6442 | 665 | 29.6
|  | 1995 | 9 | 26 | 11 | 6443 | 780 | 30.5
|  | 1995 | 9 | 26 | 12 | 6444 | 804 | 31.3
|  | 1995 | 9 | 26 | 13 | 6445 | 739 | 32.2
|  | 1995 | 9 | 26 | 14 | 6446 | 646 | 31.3
|  | 1995 | 9 | 26 | 15 | 6447 | 504 | 30.5
|  | 1995 | 9 | 26 | 16 | 6448 | 336 | 29.6
|  | 1995 | 9 | 26 | 17 | 6449 | 184 | 29.6
|  | 1995 | 9 | 26 | 18 | 6450 | 43 | 29.6
|  | 1995 | 9 | 26 | 19 | 6451 | 0 | 29.6
|  | 1995 | 9 | 26 | 20 | 6452 | 0 | 27.9
|  | 1995 | 9 | 26 | 21 | 6453 | 0 | 26.1
|  | 1995 | 9 | 26 | 22 | 6454 | 0 | 24.4
|  | 1995 | 9 | 26 | 23 | 6455 | 0 | 24.4
|  | 1995 | 9 | 26 | 24 | 6456 | 0 | 24.5
|  | 1995 | 9 | 27 | 1 | 6457 | 0 | 24.5
|  | 1995 | 9 | 27 | 2 | 6458 | 0 | 24.5
|  | 1995 | 9 | 27 | 3 | 6459 | 0 | 24.4
|  | 1995 | 9 | 27 | 4 | 6460 | 0 | 24.4
|  | 1995 | 9 | 27 | 5 | 6461 | 0 | 24.6
|  | 1995 | 9 | 27 | 6 | 6462 | 0 | 24.7
|  | 1995 | 9 | 27 | 7 | 6463 | 15 | 24.9
|  | 1995 | 9 | 27 | 8 | 6464 | 138 | 26.2
|  | 1995 | 9 | 27 | 9 | 6465 | 291 | 27.4
|  | 1995 | 9 | 27 | 10 | 6466 | 427 | 28.7
|  | 1995 | 9 | 27 | 11 | 6467 | 527 | 29.6
|  | 1995 | 9 | 27 | 12 | 6468 | 583 | 30.6
|  | 1995 | 9 | 27 | 13 | 6469 | 590 | 31.5
|  | 1995 | 9 | 27 | 14 | 6470 | 598 | 31.9
|  | 1995 | 9 | 27 | 15 | 6471 | 540 | 32.2
|  | 1995 | 9 | 27 | 16 | 6472 | 416 | 32.6
|  | 1995 | 9 | 27 | 17 | 6473 | 213 | 32
|  | 1995 | 9 | 27 | 18 | 6474 | 45 | 31.3
|  | 1995 | 9 | 27 | 19 | 6475 | 0 | 30.7
|  | 1995 | 9 | 27 | 20 | 6476 | 0 | 30.3
|  | 1995 | 9 | 27 | 21 | 6477 | 0 | 29.9
|  | 1995 | 9 | 27 | 22 | 6478 | 0 | 29.5
|  | 1995 | 9 | 27 | 23 | 6479 | 0 | 29.2
|  | 1995 | 9 | 27 | 24 | 6480 | 0 | 28.8
|  | 1995 | 9 | 28 | 1 | 6481 | 0 | 28.5
|  | 1995 | 9 | 28 | 2 | 6482 | 0 | 28.4
|  | 1995 | 9 | 28 | 3 | 6483 | 0 | 28.2
|  | 1995 | 9 | 28 | 4 | 6484 | 0 | 28.1
|  | 1995 | 9 | 28 | 5 | 6485 | 0 | 27.9
|  | 1995 | 9 | 28 | 6 | 6486 | 0 | 27.6
|  | 1995 | 9 | 28 | 7 | 6487 | 22 | 27.4
|  | 1995 | 9 | 28 | 8 | 6488 | 196 | 28.9
|  | 1995 | 9 | 28 | 9 | 6489 | 415 | 30.4
|  | 1995 | 9 | 28 | 10 | 6490 | 608 | 31.9
|  | 1995 | 9 | 28 | 11 | 6491 | 722 | 30.3
|  | 1995 | 9 | 28 | 12 | 6492 | 764 | 28.6
|  | 1995 | 9 | 28 | 13 | 6493 | 734 | 27
|  | 1995 | 9 | 28 | 14 | 6494 | 640 | 27.7
|  | 1995 | 9 | 28 | 15 | 6495 | 499 | 28.3
|  | 1995 | 9 | 28 | 16 | 6496 | 331 | 29
|  | 1995 | 9 | 28 | 17 | 6497 | 211 | 28.8
|  | 1995 | 9 | 28 | 18 | 6498 | 52 | 28.6
|  | 1995 | 9 | 28 | 19 | 6499 | 0 | 28.4
|  | 1995 | 9 | 28 | 20 | 6500 | 0 | 27.8
|  | 1995 | 9 | 28 | 21 | 6501 | 0 | 27.3
|  | 1995 | 9 | 28 | 22 | 6502 | 0 | 26.7
|  | 1995 | 9 | 28 | 23 | 6503 | 0 | 26.5
|  | 1995 | 9 | 28 | 24 | 6504 | 0 | 26.4
|  | 1995 | 9 | 29 | 1 | 6505 | 0 | 26.2
|  | 1995 | 9 | 29 | 2 | 6506 | 0 | 26.1
|  | 1995 | 9 | 29 | 3 | 6507 | 0 | 25.9
|  | 1995 | 9 | 29 | 4 | 6508 | 0 | 25.8
|  | 1995 | 9 | 29 | 5 | 6509 | 0 | 25.8
|  | 1995 | 9 | 29 | 6 | 6510 | 0 | 25.8
|  | 1995 | 9 | 29 | 7 | 6511 | 19 | 25.8
|  | 1995 | 9 | 29 | 8 | 6512 | 171 | 27.2
|  | 1995 | 9 | 29 | 9 | 6513 | 362 | 28.5
|  | 1995 | 9 | 29 | 10 | 6514 | 529 | 29.9
|  | 1995 | 9 | 29 | 11 | 6515 | 615 | 31.1
|  | 1995 | 9 | 29 | 12 | 6516 | 632 | 32.2
|  | 1995 | 9 | 29 | 13 | 6517 | 587 | 33.4
|  | 1995 | 9 | 29 | 14 | 6518 | 544 | 33.1
|  | 1995 | 9 | 29 | 15 | 6519 | 456 | 32.9
|  | 1995 | 9 | 29 | 16 | 6520 | 329 | 32.6
|  | 1995 | 9 | 29 | 17 | 6521 | 178 | 30.4
|  | 1995 | 9 | 29 | 18 | 6522 | 39 | 28.1
|  | 1995 | 9 | 29 | 19 | 6523 | 0 | 25.9
|  | 1995 | 9 | 29 | 20 | 6524 | 0 | 25.9
|  | 1995 | 9 | 29 | 21 | 6525 | 0 | 26
|  | 1995 | 9 | 29 | 22 | 6526 | 0 | 26
|  | 1995 | 9 | 29 | 23 | 6527 | 0 | 25.9
|  | 1995 | 9 | 29 | 24 | 6528 | 0 | 25.9
|  | 1995 | 9 | 30 | 1 | 6529 | 0 | 25.8
|  | 1995 | 9 | 30 | 2 | 6530 | 0 | 25.7
|  | 1995 | 9 | 30 | 3 | 6531 | 0 | 25.6
|  | 1995 | 9 | 30 | 4 | 6532 | 0 | 25.5
|  | 1995 | 9 | 30 | 5 | 6533 | 0 | 25.4
|  | 1995 | 9 | 30 | 6 | 6534 | 0 | 25.3
|  | 1995 | 9 | 30 | 7 | 6535 | 22 | 25.2
|  | 1995 | 9 | 30 | 8 | 6536 | 196 | 26.9
|  | 1995 | 9 | 30 | 9 | 6537 | 415 | 28.6
|  | 1995 | 9 | 30 | 10 | 6538 | 608 | 30.3
|  | 1995 | 9 | 30 | 11 | 6539 | 691 | 31.4
|  | 1995 | 9 | 30 | 12 | 6540 | 681 | 32.4
|  | 1995 | 9 | 30 | 13 | 6541 | 587 | 33.5
|  | 1995 | 9 | 30 | 14 | 6542 | 544 | 32.7
|  | 1995 | 9 | 30 | 15 | 6543 | 455 | 31.9
|  | 1995 | 9 | 30 | 16 | 6544 | 328 | 31.1
|  | 1995 | 9 | 30 | 17 | 6545 | 158 | 29.7
|  | 1995 | 9 | 30 | 18 | 6546 | 29 | 28.2
|  | 1995 | 9 | 30 | 19 | 6547 | 0 | 26.9
|  | 1995 | 9 | 30 | 20 | 6548 | 0 | 26.9
|  | 1995 | 9 | 30 | 21 | 6549 | 0 | 26.8
|  | 1995 | 9 | 30 | 22 | 6550 | 0 | 26.7
|  | 1995 | 9 | 30 | 23 | 6551 | 0 | 26.4
|  | 1995 | 9 | 30 | 24 | 6552 | 0 | 26
|  | 1995 | 10 | 1 | 1 | 6553 | 0 | 25.6
|  | 1995 | 10 | 1 | 2 | 6554 | 0 | 25.3
|  | 1995 | 10 | 1 | 3 | 6555 | 0 | 25.1
|  | 1995 | 10 | 1 | 4 | 6556 | 0 | 25
|  | 1995 | 10 | 1 | 5 | 6557 | 0 | 25
|  | 1995 | 10 | 1 | 6 | 6558 | 0 | 25
|  | 1995 | 10 | 1 | 7 | 6559 | 10 | 25.2
|  | 1995 | 10 | 1 | 8 | 6560 | 92 | 25.9
|  | 1995 | 10 | 1 | 9 | 6561 | 196 | 26.6
|  | 1995 | 10 | 1 | 10 | 6562 | 287 | 27.3
|  | 1995 | 10 | 1 | 11 | 6563 | 354 | 27.2
|  | 1995 | 10 | 1 | 12 | 6564 | 391 | 27.2
|  | 1995 | 10 | 1 | 13 | 6565 | 395 | 27.1
|  | 1995 | 10 | 1 | 14 | 6566 | 365 | 26.5
|  | 1995 | 10 | 1 | 15 | 6567 | 305 | 26
|  | 1995 | 10 | 1 | 16 | 6568 | 219 | 25.4
|  | 1995 | 10 | 1 | 17 | 6569 | 117 | 25.6
|  | 1995 | 10 | 1 | 18 | 6570 | 24 | 25.8
|  | 1995 | 10 | 1 | 19 | 6571 | 0 | 26
|  | 1995 | 10 | 1 | 20 | 6572 | 0 | 26
|  | 1995 | 10 | 1 | 21 | 6573 | 0 | 26.1
|  | 1995 | 10 | 1 | 22 | 6574 | 0 | 26.1
|  | 1995 | 10 | 1 | 23 | 6575 | 0 | 25.8
|  | 1995 | 10 | 1 | 24 | 6576 | 0 | 25.6
|  | 1995 | 10 | 2 | 1 | 6577 | 0 | 25.3
|  | 1995 | 10 | 2 | 2 | 6578 | 0 | 25.1
|  | 1995 | 10 | 2 | 3 | 6579 | 0 | 24.9
|  | 1995 | 10 | 2 | 4 | 6580 | 0 | 24.7
|  | 1995 | 10 | 2 | 5 | 6581 | 0 | 24.6
|  | 1995 | 10 | 2 | 6 | 6582 | 0 | 24.4
|  | 1995 | 10 | 2 | 7 | 6583 | 10 | 24.2
|  | 1995 | 10 | 2 | 8 | 6584 | 92 | 25
|  | 1995 | 10 | 2 | 9 | 6585 | 195 | 25.9
|  | 1995 | 10 | 2 | 10 | 6586 | 286 | 26.7
|  | 1995 | 10 | 2 | 11 | 6587 | 470 | 27.5
|  | 1995 | 10 | 2 | 12 | 6588 | 629 | 28.2
|  | 1995 | 10 | 2 | 13 | 6589 | 727 | 29
|  | 1995 | 10 | 2 | 14 | 6590 | 587 | 28.5
|  | 1995 | 10 | 2 | 15 | 6591 | 404 | 28.1
|  | 1995 | 10 | 2 | 16 | 6592 | 217 | 27.6
|  | 1995 | 10 | 2 | 17 | 6593 | 135 | 27.2
|  | 1995 | 10 | 2 | 18 | 6594 | 31 | 26.8
|  | 1995 | 10 | 2 | 19 | 6595 | 0 | 26.4
|  | 1995 | 10 | 2 | 20 | 6596 | 0 | 26
|  | 1995 | 10 | 2 | 21 | 6597 | 0 | 25.6
|  | 1995 | 10 | 2 | 22 | 6598 | 0 | 25.2
|  | 1995 | 10 | 2 | 23 | 6599 | 0 | 25.1
|  | 1995 | 10 | 2 | 24 | 6600 | 0 | 25
|  | 1995 | 10 | 3 | 1 | 6601 | 0 | 25
|  | 1995 | 10 | 3 | 2 | 6602 | 0 | 25
|  | 1995 | 10 | 3 | 3 | 6603 | 0 | 24.9
|  | 1995 | 10 | 3 | 4 | 6604 | 0 | 24.9
|  | 1995 | 10 | 3 | 5 | 6605 | 0 | 24.9
|  | 1995 | 10 | 3 | 6 | 6606 | 0 | 25
|  | 1995 | 10 | 3 | 7 | 6607 | 15 | 25
|  | 1995 | 10 | 3 | 8 | 6608 | 136 | 25.7
|  | 1995 | 10 | 3 | 9 | 6609 | 289 | 26.5
|  | 1995 | 10 | 3 | 10 | 6610 | 424 | 27.2
|  | 1995 | 10 | 3 | 11 | 6611 | 523 | 27.8
|  | 1995 | 10 | 3 | 12 | 6612 | 577 | 28.4
|  | 1995 | 10 | 3 | 13 | 6613 | 582 | 29
|  | 1995 | 10 | 3 | 14 | 6614 | 588 | 29.7
|  | 1995 | 10 | 3 | 15 | 6615 | 527 | 30.3
|  | 1995 | 10 | 3 | 16 | 6616 | 401 | 31
|  | 1995 | 10 | 3 | 17 | 6617 | 198 | 30.2
|  | 1995 | 10 | 3 | 18 | 6618 | 36 | 29.3
|  | 1995 | 10 | 3 | 19 | 6619 | 0 | 28.5
|  | 1995 | 10 | 3 | 20 | 6620 | 0 | 27.3
|  | 1995 | 10 | 3 | 21 | 6621 | 0 | 26.2
|  | 1995 | 10 | 3 | 22 | 6622 | 0 | 25
|  | 1995 | 10 | 3 | 23 | 6623 | 0 | 25.2
|  | 1995 | 10 | 3 | 24 | 6624 | 0 | 25.4
|  | 1995 | 10 | 4 | 1 | 6625 | 0 | 25.6
|  | 1995 | 10 | 4 | 2 | 6626 | 0 | 25.4
|  | 1995 | 10 | 4 | 3 | 6627 | 0 | 25.3
|  | 1995 | 10 | 4 | 4 | 6628 | 0 | 25.1
|  | 1995 | 10 | 4 | 5 | 6629 | 0 | 24.9
|  | 1995 | 10 | 4 | 6 | 6630 | 0 | 24.6
|  | 1995 | 10 | 4 | 7 | 6631 | 10 | 24.4
|  | 1995 | 10 | 4 | 8 | 6632 | 108 | 25.1
|  | 1995 | 10 | 4 | 9 | 6633 | 260 | 25.9
|  | 1995 | 10 | 4 | 10 | 6634 | 423 | 26.6
|  | 1995 | 10 | 4 | 11 | 6635 | 522 | 27.3
|  | 1995 | 10 | 4 | 12 | 6636 | 575 | 28
|  | 1995 | 10 | 4 | 13 | 6637 | 581 | 28.9
|  | 1995 | 10 | 4 | 14 | 6638 | 586 | 29.3
|  | 1995 | 10 | 4 | 15 | 6639 | 525 | 29.8
|  | 1995 | 10 | 4 | 16 | 6640 | 398 | 30.2
|  | 1995 | 10 | 4 | 17 | 6641 | 209 | 29.8
|  | 1995 | 10 | 4 | 18 | 6642 | 40 | 29.3
|  | 1995 | 10 | 4 | 19 | 6643 | 0 | 28.9
|  | 1995 | 10 | 4 | 20 | 6644 | 0 | 28.7
|  | 1995 | 10 | 4 | 21 | 6645 | 0 | 28.4
|  | 1995 | 10 | 4 | 22 | 6646 | 0 | 28.2
|  | 1995 | 10 | 4 | 23 | 6647 | 0 | 27
|  | 1995 | 10 | 4 | 24 | 6648 | 0 | 25.7
|  | 1995 | 10 | 5 | 1 | 6649 | 0 | 24.5
|  | 1995 | 10 | 5 | 2 | 6650 | 0 | 24.7
|  | 1995 | 10 | 5 | 3 | 6651 | 0 | 25
|  | 1995 | 10 | 5 | 4 | 6652 | 0 | 25.2
|  | 1995 | 10 | 5 | 5 | 6653 | 0 | 25
|  | 1995 | 10 | 5 | 6 | 6654 | 0 | 25.4
|  | 1995 | 10 | 5 | 7 | 6655 | 18 | 25.8
|  | 1995 | 10 | 5 | 8 | 6656 | 169 | 26.5
|  | 1995 | 10 | 5 | 9 | 6657 | 359 | 27.2
|  | 1995 | 10 | 5 | 10 | 6658 | 526 | 27.9
|  | 1995 | 10 | 5 | 11 | 6659 | 650 | 28.9
|  | 1995 | 10 | 5 | 12 | 6660 | 718 | 29.9
|  | 1995 | 10 | 5 | 13 | 6661 | 726 | 30.9
|  | 1995 | 10 | 5 | 14 | 6662 | 706 | 30.9
|  | 1995 | 10 | 5 | 15 | 6663 | 613 | 31
|  | 1995 | 10 | 5 | 16 | 6664 | 453 | 31
|  | 1995 | 10 | 5 | 17 | 6665 | 236 | 30.4
|  | 1995 | 10 | 5 | 18 | 6666 | 44 | 29.9
|  | 1995 | 10 | 5 | 19 | 6667 | 0 | 29.3
|  | 1995 | 10 | 5 | 20 | 6668 | 0 | 29.1
|  | 1995 | 10 | 5 | 21 | 6669 | 0 | 28.9
|  | 1995 | 10 | 5 | 22 | 6670 | 0 | 28.7
|  | 1995 | 10 | 5 | 23 | 6671 | 0 | 27.5
|  | 1995 | 10 | 5 | 24 | 6672 | 0 | 26.2
|  | 1995 | 10 | 6 | 1 | 6673 | 0 | 25
|  | 1995 | 10 | 6 | 2 | 6674 | 0 | 25
|  | 1995 | 10 | 6 | 3 | 6675 | 0 | 25
|  | 1995 | 10 | 6 | 4 | 6676 | 0 | 25
|  | 1995 | 10 | 6 | 5 | 6677 | 0 | 25.3
|  | 1995 | 10 | 6 | 6 | 6678 | 0 | 25.5
|  | 1995 | 10 | 6 | 7 | 6679 | 15 | 25.8
|  | 1995 | 10 | 6 | 8 | 6680 | 135 | 26.5
|  | 1995 | 10 | 6 | 9 | 6681 | 287 | 27.3
|  | 1995 | 10 | 6 | 10 | 6682 | 422 | 28
|  | 1995 | 10 | 6 | 11 | 6683 | 521 | 28.8
|  | 1995 | 10 | 6 | 12 | 6684 | 575 | 29.6
|  | 1995 | 10 | 6 | 13 | 6685 | 581 | 30.4
|  | 1995 | 10 | 6 | 14 | 6686 | 584 | 30.3
|  | 1995 | 10 | 6 | 15 | 6687 | 522 | 30.2
|  | 1995 | 10 | 6 | 16 | 6688 | 394 | 30.1
|  | 1995 | 10 | 6 | 17 | 6689 | 192 | 29.5
|  | 1995 | 10 | 6 | 18 | 6690 | 32 | 28.8
|  | 1995 | 10 | 6 | 19 | 6691 | 0 | 28.2
|  | 1995 | 10 | 6 | 20 | 6692 | 0 | 27.6
|  | 1995 | 10 | 6 | 21 | 6693 | 0 | 26.9
|  | 1995 | 10 | 6 | 22 | 6694 | 0 | 26.3
|  | 1995 | 10 | 6 | 23 | 6695 | 0 | 26.2
|  | 1995 | 10 | 6 | 24 | 6696 | 0 | 26
|  | 1995 | 10 | 7 | 1 | 6697 | 0 | 25.9
|  | 1995 | 10 | 7 | 2 | 6698 | 0 | 26
|  | 1995 | 10 | 7 | 3 | 6699 | 0 | 26
|  | 1995 | 10 | 7 | 4 | 6700 | 0 | 26.1
|  | 1995 | 10 | 7 | 5 | 6701 | 0 | 25.8
|  | 1995 | 10 | 7 | 6 | 6702 | 0 | 25.5
|  | 1995 | 10 | 7 | 7 | 6703 | 15 | 25.2
|  | 1995 | 10 | 7 | 8 | 6704 | 134 | 25.6
|  | 1995 | 10 | 7 | 9 | 6705 | 286 | 26
|  | 1995 | 10 | 7 | 10 | 6706 | 421 | 29
|  | 1995 | 10 | 7 | 11 | 6707 | 566 | 29.5
|  | 1995 | 10 | 7 | 12 | 6708 | 672 | 30.1
|  | 1995 | 10 | 7 | 13 | 6709 | 721 | 30.6
|  | 1995 | 10 | 7 | 14 | 6710 | 625 | 30.3
|  | 1995 | 10 | 7 | 15 | 6711 | 482 | 30
|  | 1995 | 10 | 7 | 16 | 6712 | 313 | 29.7
|  | 1995 | 10 | 7 | 17 | 6713 | 161 | 28.7
|  | 1995 | 10 | 7 | 18 | 6714 | 28 | 27.7
|  | 1995 | 10 | 7 | 19 | 6715 | 0 | 26.7
|  | 1995 | 10 | 7 | 20 | 6716 | 0 | 26.6
|  | 1995 | 10 | 7 | 21 | 6717 | 0 | 26.6
|  | 1995 | 10 | 7 | 22 | 6718 | 0 | 26.5
|  | 1995 | 10 | 7 | 23 | 6719 | 0 | 27
|  | 1995 | 10 | 7 | 24 | 6720 | 0 | 26.7
|  | 1995 | 10 | 8 | 1 | 6721 | 0 | 26.5
|  | 1995 | 10 | 8 | 2 | 6722 | 0 | 26.4
|  | 1995 | 10 | 8 | 3 | 6723 | 0 | 26.2
|  | 1995 | 10 | 8 | 4 | 6724 | 0 | 26.1
|  | 1995 | 10 | 8 | 5 | 6725 | 0 | 26.1
|  | 1995 | 10 | 8 | 6 | 6726 | 0 | 26
|  | 1995 | 10 | 8 | 7 | 6727 | 21 | 26
|  | 1995 | 10 | 8 | 8 | 6728 | 176 | 27.1
|  | 1995 | 10 | 8 | 9 | 6729 | 335 | 28.2
|  | 1995 | 10 | 8 | 10 | 6730 | 420 | 29.3
|  | 1995 | 10 | 8 | 11 | 6731 | 608 | 29.9
|  | 1995 | 10 | 8 | 12 | 6732 | 752 | 30.5
|  | 1995 | 10 | 8 | 13 | 6733 | 823 | 31.1
|  | 1995 | 10 | 8 | 14 | 6734 | 784 | 31.6
|  | 1995 | 10 | 8 | 15 | 6735 | 668 | 32.1
|  | 1995 | 10 | 8 | 16 | 6736 | 483 | 32.6
|  | 1995 | 10 | 8 | 17 | 6737 | 248 | 31.9
|  | 1995 | 10 | 8 | 18 | 6738 | 42 | 31.1
|  | 1995 | 10 | 8 | 19 | 6739 | 0 | 30.4
|  | 1995 | 10 | 8 | 20 | 6740 | 0 | 30
|  | 1995 | 10 | 8 | 21 | 6741 | 0 | 29.5
|  | 1995 | 10 | 8 | 22 | 6742 | 0 | 29.1
|  | 1995 | 10 | 8 | 23 | 6743 | 0 | 27.8
|  | 1995 | 10 | 8 | 24 | 6744 | 0 | 26.4
|  | 1995 | 10 | 9 | 1 | 6745 | 0 | 25.1
|  | 1995 | 10 | 9 | 2 | 6746 | 0 | 25.1
|  | 1995 | 10 | 9 | 3 | 6747 | 0 | 25
|  | 1995 | 10 | 9 | 4 | 6748 | 0 | 25
|  | 1995 | 10 | 9 | 5 | 6749 | 0 | 25.1
|  | 1995 | 10 | 9 | 6 | 6750 | 0 | 25.2
|  | 1995 | 10 | 9 | 7 | 6751 | 22 | 25.3
|  | 1995 | 10 | 9 | 8 | 6752 | 207 | 26.9
|  | 1995 | 10 | 9 | 9 | 6753 | 444 | 28.6
|  | 1995 | 10 | 9 | 10 | 6754 | 652 | 30.2
|  | 1995 | 10 | 9 | 11 | 6755 | 764 | 31.1
|  | 1995 | 10 | 9 | 12 | 6756 | 785 | 31.9
|  | 1995 | 10 | 9 | 13 | 6757 | 717 | 32.8
|  | 1995 | 10 | 9 | 14 | 6758 | 661 | 33.1
|  | 1995 | 10 | 9 | 15 | 6759 | 548 | 33.4
|  | 1995 | 10 | 9 | 16 | 6760 | 387 | 33.7
|  | 1995 | 10 | 9 | 17 | 6761 | 185 | 32.8
|  | 1995 | 10 | 9 | 18 | 6762 | 28 | 32
|  | 1995 | 10 | 9 | 19 | 6763 | 0 | 31.1
|  | 1995 | 10 | 9 | 20 | 6764 | 0 | 30.4
|  | 1995 | 10 | 9 | 21 | 6765 | 0 | 29.7
|  | 1995 | 10 | 9 | 22 | 6766 | 0 | 29
|  | 1995 | 10 | 9 | 23 | 6767 | 0 | 27.9
|  | 1995 | 10 | 9 | 24 | 6768 | 0 | 26.9
|  | 1995 | 10 | 10 | 1 | 6769 | 0 | 25.8
|  | 1995 | 10 | 10 | 2 | 6770 | 0 | 25.9
|  | 1995 | 10 | 10 | 3 | 6771 | 0 | 25.9
|  | 1995 | 10 | 10 | 4 | 6772 | 0 | 26
|  | 1995 | 10 | 10 | 5 | 6773 | 0 | 26
|  | 1995 | 10 | 10 | 6 | 6774 | 0 | 26
|  | 1995 | 10 | 10 | 7 | 6775 | 14 | 26
|  | 1995 | 10 | 10 | 8 | 6776 | 133 | 26
|  | 1995 | 10 | 10 | 9 | 6777 | 284 | 27.6
|  | 1995 | 10 | 10 | 10 | 6778 | 418 | 29.2
|  | 1995 | 10 | 10 | 11 | 6779 | 562 | 30.4
|  | 1995 | 10 | 10 | 12 | 6780 | 667 | 31.6
|  | 1995 | 10 | 10 | 13 | 6781 | 715 | 32.8
|  | 1995 | 10 | 10 | 14 | 6782 | 619 | 32.5
|  | 1995 | 10 | 10 | 15 | 6783 | 476 | 32.1
|  | 1995 | 10 | 10 | 16 | 6784 | 307 | 31.8
|  | 1995 | 10 | 10 | 17 | 6785 | 140 | 30.6
|  | 1995 | 10 | 10 | 18 | 6786 | 20 | 29.3
|  | 1995 | 10 | 10 | 19 | 6787 | 0 | 28.1
|  | 1995 | 10 | 10 | 20 | 6788 | 0 | 27.2
|  | 1995 | 10 | 10 | 21 | 6789 | 0 | 26.3
|  | 1995 | 10 | 10 | 22 | 6790 | 0 | 25.4
|  | 1995 | 10 | 10 | 23 | 6791 | 0 | 25.6
|  | 1995 | 10 | 10 | 24 | 6792 | 0 | 25.9
|  | 1995 | 10 | 11 | 1 | 6793 | 0 | 26.1
|  | 1995 | 10 | 11 | 2 | 6794 | 0 | 26.2
|  | 1995 | 10 | 11 | 3 | 6795 | 0 | 26.2
|  | 1995 | 10 | 11 | 4 | 6796 | 0 | 26.3
|  | 1995 | 10 | 11 | 5 | 6797 | 0 | 26.3
|  | 1995 | 10 | 11 | 6 | 6798 | 0 | 26.2
|  | 1995 | 10 | 11 | 7 | 6799 | 14 | 26.2
|  | 1995 | 10 | 11 | 8 | 6800 | 155 | 27.3
|  | 1995 | 10 | 11 | 9 | 6801 | 373 | 28.5
|  | 1995 | 10 | 11 | 10 | 6802 | 596 | 29.6
|  | 1995 | 10 | 11 | 11 | 6803 | 736 | 30.2
|  | 1995 | 10 | 11 | 12 | 6804 | 812 | 30.9
|  | 1995 | 10 | 11 | 13 | 6805 | 819 | 31.5
|  | 1995 | 10 | 11 | 14 | 6806 | 725 | 31.6
|  | 1995 | 10 | 11 | 15 | 6807 | 572 | 31.7
|  | 1995 | 10 | 11 | 16 | 6808 | 381 | 31.8
|  | 1995 | 10 | 11 | 17 | 6809 | 192 | 31.3
|  | 1995 | 10 | 11 | 18 | 6810 | 30 | 30.7
|  | 1995 | 10 | 11 | 19 | 6811 | 0 | 30.2
|  | 1995 | 10 | 11 | 20 | 6812 | 0 | 29.8
|  | 1995 | 10 | 11 | 21 | 6813 | 0 | 29.4
|  | 1995 | 10 | 11 | 22 | 6814 | 0 | 29
|  | 1995 | 10 | 11 | 23 | 6815 | 0 | 28.7
|  | 1995 | 10 | 11 | 24 | 6816 | 0 | 28.3
|  | 1995 | 10 | 12 | 1 | 6817 | 0 | 27.9
|  | 1995 | 10 | 12 | 2 | 6818 | 0 | 27.8
|  | 1995 | 10 | 12 | 3 | 6819 | 0 | 27.6
|  | 1995 | 10 | 12 | 4 | 6820 | 0 | 27.5
|  | 1995 | 10 | 12 | 5 | 6821 | 0 | 27.4
|  | 1995 | 10 | 12 | 6 | 6822 | 0 | 27.2
|  | 1995 | 10 | 12 | 7 | 6823 | 14 | 27.1
|  | 1995 | 10 | 12 | 8 | 6824 | 132 | 28.2
|  | 1995 | 10 | 12 | 9 | 6825 | 283 | 29.4
|  | 1995 | 10 | 12 | 10 | 6826 | 417 | 30.5
|  | 1995 | 10 | 12 | 11 | 6827 | 514 | 30.7
|  | 1995 | 10 | 12 | 12 | 6828 | 566 | 30.9
|  | 1995 | 10 | 12 | 13 | 6829 | 569 | 31.1
|  | 1995 | 10 | 12 | 14 | 6830 | 523 | 31.3
|  | 1995 | 10 | 12 | 15 | 6831 | 432 | 31.5
|  | 1995 | 10 | 12 | 16 | 6832 | 302 | 31.7
|  | 1995 | 10 | 12 | 17 | 6833 | 165 | 30.9
|  | 1995 | 10 | 12 | 18 | 6834 | 27 | 30.2
|  | 1995 | 10 | 12 | 19 | 6835 | 0 | 29.4
|  | 1995 | 10 | 12 | 20 | 6836 | 0 | 29.2
|  | 1995 | 10 | 12 | 21 | 6837 | 0 | 29
|  | 1995 | 10 | 12 | 22 | 6838 | 0 | 28.8
|  | 1995 | 10 | 12 | 23 | 6839 | 0 | 28.3
|  | 1995 | 10 | 12 | 24 | 6840 | 0 | 27.7
|  | 1995 | 10 | 13 | 1 | 6841 | 0 | 27.2
|  | 1995 | 10 | 13 | 2 | 6842 | 0 | 26.9
|  | 1995 | 10 | 13 | 3 | 6843 | 0 | 26.5
|  | 1995 | 10 | 13 | 4 | 6844 | 0 | 26.2
|  | 1995 | 10 | 13 | 5 | 6845 | 0 | 26.1
|  | 1995 | 10 | 13 | 6 | 6846 | 0 | 26.1
|  | 1995 | 10 | 13 | 7 | 6847 | 17 | 26
|  | 1995 | 10 | 13 | 8 | 6848 | 154 | 27.1
|  | 1995 | 10 | 13 | 9 | 6849 | 307 | 28.1
|  | 1995 | 10 | 13 | 10 | 6850 | 415 | 29.2
|  | 1995 | 10 | 13 | 11 | 6851 | 512 | 29.3
|  | 1995 | 10 | 13 | 12 | 6852 | 563 | 29.5
|  | 1995 | 10 | 13 | 13 | 6853 | 566 | 29.6
|  | 1995 | 10 | 13 | 14 | 6854 | 520 | 29.7
|  | 1995 | 10 | 13 | 15 | 6855 | 429 | 29.9
|  | 1995 | 10 | 13 | 16 | 6856 | 299 | 30
|  | 1995 | 10 | 13 | 17 | 6857 | 149 | 29.6
|  | 1995 | 10 | 13 | 18 | 6858 | 22 | 29.3
|  | 1995 | 10 | 13 | 19 | 6859 | 0 | 28.9
|  | 1995 | 10 | 13 | 20 | 6860 | 0 | 28.6
|  | 1995 | 10 | 13 | 21 | 6861 | 0 | 28.3
|  | 1995 | 10 | 13 | 22 | 6862 | 0 | 28
|  | 1995 | 10 | 13 | 23 | 6863 | 0 | 27.7
|  | 1995 | 10 | 13 | 24 | 6864 | 0 | 27.5
|  | 1995 | 10 | 14 | 1 | 6865 | 0 | 27.2
|  | 1995 | 10 | 14 | 2 | 6866 | 0 | 27.1
|  | 1995 | 10 | 14 | 3 | 6867 | 0 | 27.1
|  | 1995 | 10 | 14 | 4 | 6868 | 0 | 27
|  | 1995 | 10 | 14 | 5 | 6869 | 0 | 26.9
|  | 1995 | 10 | 14 | 6 | 6870 | 0 | 26.9
|  | 1995 | 10 | 14 | 7 | 6871 | 14 | 26.8
|  | 1995 | 10 | 14 | 8 | 6872 | 130 | 27.2
|  | 1995 | 10 | 14 | 9 | 6873 | 280 | 27.6
|  | 1995 | 10 | 14 | 10 | 6874 | 413 | 28
|  | 1995 | 10 | 14 | 11 | 6875 | 459 | 28.4
|  | 1995 | 10 | 14 | 12 | 6876 | 445 | 28.8
|  | 1995 | 10 | 14 | 13 | 6877 | 381 | 29.2
|  | 1995 | 10 | 14 | 14 | 6878 | 350 | 29
|  | 1995 | 10 | 14 | 15 | 6879 | 288 | 29.1
|  | 1995 | 10 | 14 | 16 | 6880 | 200 | 29.3
|  | 1995 | 10 | 14 | 17 | 6881 | 99 | 28.8
|  | 1995 | 10 | 14 | 18 | 6882 | 14 | 28.3
|  | 1995 | 10 | 14 | 19 | 6883 | 0 | 27.8
|  | 1995 | 10 | 14 | 20 | 6884 | 0 | 27.5
|  | 1995 | 10 | 14 | 21 | 6885 | 0 | 27.3
|  | 1995 | 10 | 14 | 22 | 6886 | 0 | 27
|  | 1995 | 10 | 14 | 23 | 6887 | 0 | 26.7
|  | 1995 | 10 | 14 | 24 | 6888 | 0 | 26.4
|  | 1995 | 10 | 15 | 1 | 6889 | 0 | 26.1
|  | 1995 | 10 | 15 | 2 | 6890 | 0 | 25.7
|  | 1995 | 10 | 15 | 3 | 6891 | 0 | 25.4
|  | 1995 | 10 | 15 | 4 | 6892 | 0 | 25
|  | 1995 | 10 | 15 | 5 | 6893 | 0 | 25
|  | 1995 | 10 | 15 | 6 | 6894 | 0 | 25
|  | 1995 | 10 | 15 | 7 | 6895 | 20 | 25
|  | 1995 | 10 | 15 | 8 | 6896 | 197 | 26.5
|  | 1995 | 10 | 15 | 9 | 6897 | 444 | 28
|  | 1995 | 10 | 15 | 10 | 6898 | 673 | 29.5
|  | 1995 | 10 | 15 | 11 | 6899 | 831 | 30.3
|  | 1995 | 10 | 15 | 12 | 6900 | 915 | 31.2
|  | 1995 | 10 | 15 | 13 | 6901 | 920 | 32
|  | 1995 | 10 | 15 | 14 | 6902 | 821 | 32.3
|  | 1995 | 10 | 15 | 15 | 6903 | 647 | 32.7
|  | 1995 | 10 | 15 | 16 | 6904 | 424 | 33
|  | 1995 | 10 | 15 | 17 | 6905 | 201 | 32.1
|  | 1995 | 10 | 15 | 18 | 6906 | 27 | 31.3
|  | 1995 | 10 | 15 | 19 | 6907 | 0 | 30.4
|  | 1995 | 10 | 15 | 20 | 6908 | 0 | 29.4
|  | 1995 | 10 | 15 | 21 | 6909 | 0 | 28.4
|  | 1995 | 10 | 15 | 22 | 6910 | 0 | 27.4
|  | 1995 | 10 | 15 | 23 | 6911 | 0 | 26.6
|  | 1995 | 10 | 15 | 24 | 6912 | 0 | 25.8
|  | 1995 | 10 | 16 | 1 | 6913 | 0 | 25
|  | 1995 | 10 | 16 | 2 | 6914 | 0 | 25
|  | 1995 | 10 | 16 | 3 | 6915 | 0 | 25.1
|  | 1995 | 10 | 16 | 4 | 6916 | 0 | 25.1
|  | 1995 | 10 | 16 | 5 | 6917 | 0 | 25.3
|  | 1995 | 10 | 16 | 6 | 6918 | 0 | 25.5
|  | 1995 | 10 | 16 | 7 | 6919 | 19 | 25.7
|  | 1995 | 10 | 16 | 8 | 6920 | 196 | 27.1
|  | 1995 | 10 | 16 | 9 | 6921 | 443 | 28.6
|  | 1995 | 10 | 16 | 10 | 6922 | 673 | 30
|  | 1995 | 10 | 16 | 11 | 6923 | 819 | 30.7
|  | 1995 | 10 | 16 | 12 | 6924 | 888 | 31.3
|  | 1995 | 10 | 16 | 13 | 6925 | 874 | 32
|  | 1995 | 10 | 16 | 14 | 6926 | 762 | 31
|  | 1995 | 10 | 16 | 15 | 6927 | 582 | 29.9
|  | 1995 | 10 | 16 | 16 | 6928 | 366 | 28.9
|  | 1995 | 10 | 16 | 17 | 6929 | 180 | 28.9
|  | 1995 | 10 | 16 | 18 | 6930 | 24 | 28.8
|  | 1995 | 10 | 16 | 19 | 6931 | 0 | 28.8
|  | 1995 | 10 | 16 | 20 | 6932 | 0 | 28.5
|  | 1995 | 10 | 16 | 21 | 6933 | 0 | 28.2
|  | 1995 | 10 | 16 | 22 | 6934 | 0 | 27.9
|  | 1995 | 10 | 16 | 23 | 6935 | 0 | 27.3
|  | 1995 | 10 | 16 | 24 | 6936 | 0 | 26.6
|  | 1995 | 10 | 17 | 1 | 6937 | 0 | 26
|  | 1995 | 10 | 17 | 2 | 6938 | 0 | 26
|  | 1995 | 10 | 17 | 3 | 6939 | 0 | 26
|  | 1995 | 10 | 17 | 4 | 6940 | 0 | 26
|  | 1995 | 10 | 17 | 5 | 6941 | 0 | 26.1
|  | 1995 | 10 | 17 | 6 | 6942 | 0 | 26.1
|  | 1995 | 10 | 17 | 7 | 6943 | 17 | 26.2
|  | 1995 | 10 | 17 | 8 | 6944 | 156 | 27.2
|  | 1995 | 10 | 17 | 9 | 6945 | 327 | 28.2
|  | 1995 | 10 | 17 | 10 | 6946 | 465 | 29.2
|  | 1995 | 10 | 17 | 11 | 6947 | 553 | 30.2
|  | 1995 | 10 | 17 | 12 | 6948 | 585 | 31.2
|  | 1995 | 10 | 17 | 13 | 6949 | 561 | 32.2
|  | 1995 | 10 | 17 | 14 | 6950 | 463 | 31.3
|  | 1995 | 10 | 17 | 15 | 6951 | 334 | 30.5
|  | 1995 | 10 | 17 | 16 | 6952 | 197 | 29.6
|  | 1995 | 10 | 17 | 17 | 6953 | 96 | 28.7
|  | 1995 | 10 | 17 | 18 | 6954 | 13 | 27.9
|  | 1995 | 10 | 17 | 19 | 6955 | 0 | 27
|  | 1995 | 10 | 17 | 20 | 6956 | 0 | 27.1
|  | 1995 | 10 | 17 | 21 | 6957 | 0 | 27.1
|  | 1995 | 10 | 17 | 22 | 6958 | 0 | 27.2
|  | 1995 | 10 | 17 | 23 | 6959 | 0 | 27
|  | 1995 | 10 | 17 | 24 | 6960 | 0 | 26.7
|  | 1995 | 10 | 18 | 1 | 6961 | 0 | 26.5
|  | 1995 | 10 | 18 | 2 | 6962 | 0 | 26.6
|  | 1995 | 10 | 18 | 3 | 6963 | 0 | 26.8
|  | 1995 | 10 | 18 | 4 | 6964 | 0 | 26.9
|  | 1995 | 10 | 18 | 5 | 6965 | 0 | 26.9
|  | 1995 | 10 | 18 | 6 | 6966 | 0 | 27
|  | 1995 | 10 | 18 | 7 | 6967 | 13 | 27
|  | 1995 | 10 | 18 | 8 | 6968 | 127 | 28
|  | 1995 | 10 | 18 | 9 | 6969 | 277 | 29
|  | 1995 | 10 | 18 | 10 | 6970 | 409 | 30
|  | 1995 | 10 | 18 | 11 | 6971 | 504 | 30.6
|  | 1995 | 10 | 18 | 12 | 6972 | 556 | 31.3
|  | 1995 | 10 | 18 | 13 | 6973 | 558 | 31.9
|  | 1995 | 10 | 18 | 14 | 6974 | 511 | 31.6
|  | 1995 | 10 | 18 | 15 | 6975 | 419 | 31.3
|  | 1995 | 10 | 18 | 16 | 6976 | 290 | 31
|  | 1995 | 10 | 18 | 17 | 6977 | 126 | 28.5
|  | 1995 | 10 | 18 | 18 | 6978 | 14 | 26
|  | 1995 | 10 | 18 | 19 | 6979 | 0 | 27.4
|  | 1995 | 10 | 18 | 20 | 6980 | 0 | 27.4
|  | 1995 | 10 | 18 | 21 | 6981 | 0 | 27.4
|  | 1995 | 10 | 18 | 22 | 6982 | 0 | 27.4
|  | 1995 | 10 | 18 | 23 | 6983 | 0 | 27.3
|  | 1995 | 10 | 18 | 24 | 6984 | 0 | 27.3
|  | 1995 | 10 | 19 | 1 | 6985 | 0 | 27.2
|  | 1995 | 10 | 19 | 2 | 6986 | 0 | 27
|  | 1995 | 10 | 19 | 3 | 6987 | 0 | 26.9
|  | 1995 | 10 | 19 | 4 | 6988 | 0 | 26.7
|  | 1995 | 10 | 19 | 5 | 6989 | 0 | 26.8
|  | 1995 | 10 | 19 | 6 | 6990 | 0 | 27
|  | 1995 | 10 | 19 | 7 | 6991 | 13 | 27.1
|  | 1995 | 10 | 19 | 8 | 6992 | 138 | 28.1
|  | 1995 | 10 | 19 | 9 | 6993 | 323 | 29
|  | 1995 | 10 | 19 | 10 | 6994 | 508 | 30
|  | 1995 | 10 | 19 | 11 | 6995 | 662 | 31
|  | 1995 | 10 | 19 | 12 | 6996 | 764 | 32
|  | 1995 | 10 | 19 | 13 | 6997 | 798 | 33
|  | 1995 | 10 | 19 | 14 | 6998 | 703 | 32.4
|  | 1995 | 10 | 19 | 15 | 6999 | 551 | 31.7
|  | 1995 | 10 | 19 | 16 | 7000 | 361 | 31.1
|  | 1995 | 10 | 19 | 17 | 7001 | 163 | 30.2
|  | 1995 | 10 | 19 | 18 | 7002 | 19 | 29.3
|  | 1995 | 10 | 19 | 19 | 7003 | 0 | 28.4
|  | 1995 | 10 | 19 | 20 | 7004 | 0 | 28.1
|  | 1995 | 10 | 19 | 21 | 7005 | 0 | 27.8
|  | 1995 | 10 | 19 | 22 | 7006 | 0 | 27.5
|  | 1995 | 10 | 19 | 23 | 7007 | 0 | 27.2
|  | 1995 | 10 | 19 | 24 | 7008 | 0 | 26.9
|  | 1995 | 10 | 20 | 1 | 7009 | 0 | 26.6
|  | 1995 | 10 | 20 | 2 | 7010 | 0 | 26.5
|  | 1995 | 10 | 20 | 3 | 7011 | 0 | 26.3
|  | 1995 | 10 | 20 | 4 | 7012 | 0 | 26.2
|  | 1995 | 10 | 20 | 5 | 7013 | 0 | 26.1
|  | 1995 | 10 | 20 | 6 | 7014 | 0 | 26.1
|  | 1995 | 10 | 20 | 7 | 7015 | 19 | 26
|  | 1995 | 10 | 20 | 8 | 7016 | 180 | 27.2
|  | 1995 | 10 | 20 | 9 | 7017 | 393 | 28.5
|  | 1995 | 10 | 20 | 10 | 7018 | 582 | 29.7
|  | 1995 | 10 | 20 | 11 | 7019 | 718 | 31
|  | 1995 | 10 | 20 | 12 | 7020 | 792 | 31.6
|  | 1995 | 10 | 20 | 13 | 7021 | 795 | 32.2
|  | 1995 | 10 | 20 | 14 | 7022 | 701 | 32.3
|  | 1995 | 10 | 20 | 15 | 7023 | 549 | 32.4
|  | 1995 | 10 | 20 | 16 | 7024 | 359 | 32.5
|  | 1995 | 10 | 20 | 17 | 7025 | 181 | 32
|  | 1995 | 10 | 20 | 18 | 7026 | 23 | 31.4
|  | 1995 | 10 | 20 | 19 | 7027 | 0 | 30.9
|  | 1995 | 10 | 20 | 20 | 7028 | 0 | 30.5
|  | 1995 | 10 | 20 | 21 | 7029 | 0 | 30
|  | 1995 | 10 | 20 | 22 | 7030 | 0 | 29.6
|  | 1995 | 10 | 20 | 23 | 7031 | 0 | 29.2
|  | 1995 | 10 | 20 | 24 | 7032 | 0 | 28.7
|  | 1995 | 10 | 21 | 1 | 7033 | 0 | 28.3
|  | 1995 | 10 | 21 | 2 | 7034 | 0 | 27.9
|  | 1995 | 10 | 21 | 3 | 7035 | 0 | 27.4
|  | 1995 | 10 | 21 | 4 | 7036 | 0 | 27
|  | 1995 | 10 | 21 | 5 | 7037 | 0 | 26.7
|  | 1995 | 10 | 21 | 6 | 7038 | 0 | 26.3
|  | 1995 | 10 | 21 | 7 | 7039 | 20 | 26
|  | 1995 | 10 | 21 | 8 | 7040 | 190 | 27.3
|  | 1995 | 10 | 21 | 9 | 7041 | 404 | 28.7
|  | 1995 | 10 | 21 | 10 | 7042 | 578 | 30
|  | 1995 | 10 | 21 | 11 | 7043 | 715 | 30.6
|  | 1995 | 10 | 21 | 12 | 7044 | 788 | 31.3
|  | 1995 | 10 | 21 | 13 | 7045 | 791 | 31.9
|  | 1995 | 10 | 21 | 14 | 7046 | 748 | 33
|  | 1995 | 10 | 21 | 15 | 7047 | 628 | 32.9
|  | 1995 | 10 | 21 | 16 | 7048 | 442 | 32.8
|  | 1995 | 10 | 21 | 17 | 7049 | 211 | 32.6
|  | 1995 | 10 | 21 | 18 | 7050 | 24 | 32.3
|  | 1995 | 10 | 21 | 19 | 7051 | 0 | 32.1
|  | 1995 | 10 | 21 | 20 | 7052 | 0 | 31.4
|  | 1995 | 10 | 21 | 21 | 7053 | 0 | 30.6
|  | 1995 | 10 | 21 | 22 | 7054 | 0 | 29.9
|  | 1995 | 10 | 21 | 23 | 7055 | 0 | 29.5
|  | 1995 | 10 | 21 | 24 | 7056 | 0 | 29.2
|  | 1995 | 10 | 22 | 1 | 7057 | 0 | 28.8
|  | 1995 | 10 | 22 | 2 | 7058 | 0 | 28.5
|  | 1995 | 10 | 22 | 3 | 7059 | 0 | 28.2
|  | 1995 | 10 | 22 | 4 | 7060 | 0 | 27.9
|  | 1995 | 10 | 22 | 5 | 7061 | 0 | 27.9
|  | 1995 | 10 | 22 | 6 | 7062 | 0 | 28
|  | 1995 | 10 | 22 | 7 | 7063 | 18 | 27.5
|  | 1995 | 10 | 22 | 8 | 7064 | 178 | 28.7
|  | 1995 | 10 | 22 | 9 | 7065 | 391 | 29.8
|  | 1995 | 10 | 22 | 10 | 7066 | 580 | 31
|  | 1995 | 10 | 22 | 11 | 7067 | 690 | 31.6
|  | 1995 | 10 | 22 | 12 | 7068 | 727 | 32.3
|  | 1995 | 10 | 22 | 13 | 7069 | 692 | 32.9
|  | 1995 | 10 | 22 | 14 | 7070 | 595 | 32.7
|  | 1995 | 10 | 22 | 15 | 7071 | 452 | 32.6
|  | 1995 | 10 | 22 | 16 | 7072 | 284 | 32.4
|  | 1995 | 10 | 22 | 17 | 7073 | 135 | 31.9
|  | 1995 | 10 | 22 | 18 | 7074 | 15 | 31.5
|  | 1995 | 10 | 22 | 19 | 7075 | 0 | 31
|  | 1995 | 10 | 22 | 20 | 7076 | 0 | 30.7
|  | 1995 | 10 | 22 | 21 | 7077 | 0 | 30.3
|  | 1995 | 10 | 22 | 22 | 7078 | 0 | 30
|  | 1995 | 10 | 22 | 23 | 7079 | 0 | 29.2
|  | 1995 | 10 | 22 | 24 | 7080 | 0 | 28.3
|  | 1995 | 10 | 23 | 1 | 7081 | 0 | 27.5
|  | 1995 | 10 | 23 | 2 | 7082 | 0 | 27.6
|  | 1995 | 10 | 23 | 3 | 7083 | 0 | 27.6
|  | 1995 | 10 | 23 | 4 | 7084 | 0 | 27.7
|  | 1995 | 10 | 23 | 5 | 7085 | 0 | 27.1
|  | 1995 | 10 | 23 | 6 | 7086 | 0 | 26.6
|  | 1995 | 10 | 23 | 7 | 7087 | 9 | 26
|  | 1995 | 10 | 23 | 8 | 7088 | 84 | 25.5
|  | 1995 | 10 | 23 | 9 | 7089 | 184 | 25
|  | 1995 | 10 | 23 | 10 | 7090 | 272 | 24.5
|  | 1995 | 10 | 23 | 11 | 7091 | 336 | 24.5
|  | 1995 | 10 | 23 | 12 | 7092 | 370 | 25.8
|  | 1995 | 10 | 23 | 13 | 7093 | 372 | 27.2
|  | 1995 | 10 | 23 | 14 | 7094 | 399 | 27.9
|  | 1995 | 10 | 23 | 15 | 7095 | 371 | 28.7
|  | 1995 | 10 | 23 | 16 | 7096 | 282 | 29.4
|  | 1995 | 10 | 23 | 17 | 7097 | 133 | 28.6
|  | 1995 | 10 | 23 | 18 | 7098 | 15 | 27.7
|  | 1995 | 10 | 23 | 19 | 7099 | 0 | 26.9
|  | 1995 | 10 | 23 | 20 | 7100 | 0 | 26.7
|  | 1995 | 10 | 23 | 21 | 7101 | 0 | 26.5
|  | 1995 | 10 | 23 | 22 | 7102 | 0 | 26.3
|  | 1995 | 10 | 23 | 23 | 7103 | 0 | 26.2
|  | 1995 | 10 | 23 | 24 | 7104 | 0 | 26.1
|  | 1995 | 10 | 24 | 1 | 7105 | 0 | 26
|  | 1995 | 10 | 24 | 2 | 7106 | 0 | 26
|  | 1995 | 10 | 24 | 3 | 7107 | 0 | 26
|  | 1995 | 10 | 24 | 4 | 7108 | 0 | 26
|  | 1995 | 10 | 24 | 5 | 7109 | 0 | 26.1
|  | 1995 | 10 | 24 | 6 | 7110 | 0 | 26.1
|  | 1995 | 10 | 24 | 7 | 7111 | 16 | 26.1
|  | 1995 | 10 | 24 | 8 | 7112 | 153 | 27.1
|  | 1995 | 10 | 24 | 9 | 7113 | 338 | 28.2
|  | 1995 | 10 | 24 | 10 | 7114 | 501 | 29.2
|  | 1995 | 10 | 24 | 11 | 7115 | 620 | 30
|  | 1995 | 10 | 24 | 12 | 7116 | 683 | 30.8
|  | 1995 | 10 | 24 | 13 | 7117 | 685 | 31.6
|  | 1995 | 10 | 24 | 14 | 7118 | 626 | 30.7
|  | 1995 | 10 | 24 | 15 | 7119 | 511 | 29.9
|  | 1995 | 10 | 24 | 16 | 7120 | 349 | 29
|  | 1995 | 10 | 24 | 17 | 7121 | 164 | 28.9
|  | 1995 | 10 | 24 | 18 | 7122 | 18 | 28.9
|  | 1995 | 10 | 24 | 19 | 7123 | 0 | 28.8
|  | 1995 | 10 | 24 | 20 | 7124 | 0 | 28.2
|  | 1995 | 10 | 24 | 21 | 7125 | 0 | 27.6
|  | 1995 | 10 | 24 | 22 | 7126 | 0 | 27
|  | 1995 | 10 | 24 | 23 | 7127 | 0 | 26.7
|  | 1995 | 10 | 24 | 24 | 7128 | 0 | 26.5
|  | 1995 | 10 | 25 | 1 | 7129 | 0 | 26.2
|  | 1995 | 10 | 25 | 2 | 7130 | 0 | 26
|  | 1995 | 10 | 25 | 3 | 7131 | 0 | 25.9
|  | 1995 | 10 | 25 | 4 | 7132 | 0 | 25.7
|  | 1995 | 10 | 25 | 5 | 7133 | 0 | 26.8
|  | 1995 | 10 | 25 | 6 | 7134 | 0 | 27.9
|  | 1995 | 10 | 25 | 7 | 7135 | 12 | 29
|  | 1995 | 10 | 25 | 8 | 7136 | 122 | 29
|  | 1995 | 10 | 25 | 9 | 7137 | 269 | 29
|  | 1995 | 10 | 25 | 10 | 7138 | 399 | 29
|  | 1995 | 10 | 25 | 11 | 7139 | 493 | 29
|  | 1995 | 10 | 25 | 12 | 7140 | 543 | 29
|  | 1995 | 10 | 25 | 13 | 7141 | 545 | 29
|  | 1995 | 10 | 25 | 14 | 7142 | 542 | 28.7
|  | 1995 | 10 | 25 | 15 | 7143 | 475 | 28.4
|  | 1995 | 10 | 25 | 16 | 7144 | 345 | 28
|  | 1995 | 10 | 25 | 17 | 7145 | 170 | 27.7
|  | 1995 | 10 | 25 | 18 | 7146 | 19 | 27.4
|  | 1995 | 10 | 25 | 19 | 7147 | 0 | 27.1
|  | 1995 | 10 | 25 | 20 | 7148 | 0 | 27.1
|  | 1995 | 10 | 25 | 21 | 7149 | 0 | 27
|  | 1995 | 10 | 25 | 22 | 7150 | 0 | 27
|  | 1995 | 10 | 25 | 23 | 7151 | 0 | 27
|  | 1995 | 10 | 25 | 24 | 7152 | 0 | 26.9
|  | 1995 | 10 | 26 | 1 | 7153 | 0 | 26.9
|  | 1995 | 10 | 26 | 2 | 7154 | 0 | 26.7
|  | 1995 | 10 | 26 | 3 | 7155 | 0 | 26.5
|  | 1995 | 10 | 26 | 4 | 7156 | 0 | 26.3
|  | 1995 | 10 | 26 | 5 | 7157 | 0 | 26.9
|  | 1995 | 10 | 26 | 6 | 7158 | 0 | 27.5
|  | 1995 | 10 | 26 | 7 | 7159 | 15 | 28.1
|  | 1995 | 10 | 26 | 8 | 7160 | 151 | 28.8
|  | 1995 | 10 | 26 | 9 | 7161 | 335 | 29.4
|  | 1995 | 10 | 26 | 10 | 7162 | 497 | 30
|  | 1995 | 10 | 26 | 11 | 7163 | 616 | 30.5
|  | 1995 | 10 | 26 | 12 | 7164 | 678 | 31
|  | 1995 | 10 | 26 | 13 | 7165 | 680 | 31.5
|  | 1995 | 10 | 26 | 14 | 7166 | 621 | 31.7
|  | 1995 | 10 | 26 | 15 | 7167 | 506 | 31.8
|  | 1995 | 10 | 26 | 16 | 7168 | 345 | 32
|  | 1995 | 10 | 26 | 17 | 7169 | 160 | 31.3
|  | 1995 | 10 | 26 | 18 | 7170 | 17 | 30.5
|  | 1995 | 10 | 26 | 19 | 7171 | 0 | 29.8
|  | 1995 | 10 | 26 | 20 | 7172 | 0 | 29.4
|  | 1995 | 10 | 26 | 21 | 7173 | 0 | 29
|  | 1995 | 10 | 26 | 22 | 7174 | 0 | 28.7
|  | 1995 | 10 | 26 | 23 | 7175 | 0 | 28.3
|  | 1995 | 10 | 26 | 24 | 7176 | 0 | 27.8
|  | 1995 | 10 | 27 | 1 | 7177 | 0 | 27.4
|  | 1995 | 10 | 27 | 2 | 7178 | 0 | 27.3
|  | 1995 | 10 | 27 | 3 | 7179 | 0 | 27.1
|  | 1995 | 10 | 27 | 4 | 7180 | 0 | 27
|  | 1995 | 10 | 27 | 5 | 7181 | 0 | 26.9
|  | 1995 | 10 | 27 | 6 | 7182 | 0 | 26.9
|  | 1995 | 10 | 27 | 7 | 7183 | 12 | 26.8
|  | 1995 | 10 | 27 | 8 | 7184 | 120 | 27.9
|  | 1995 | 10 | 27 | 9 | 7185 | 266 | 29.1
|  | 1995 | 10 | 27 | 10 | 7186 | 397 | 30.2
|  | 1995 | 10 | 27 | 11 | 7187 | 491 | 30.5
|  | 1995 | 10 | 27 | 12 | 7188 | 541 | 30.8
|  | 1995 | 10 | 27 | 13 | 7189 | 542 | 31.1
|  | 1995 | 10 | 27 | 14 | 7190 | 494 | 31
|  | 1995 | 10 | 27 | 15 | 7191 | 402 | 31
|  | 1995 | 10 | 27 | 16 | 7192 | 273 | 30.9
|  | 1995 | 10 | 27 | 17 | 7193 | 127 | 30.2
|  | 1995 | 10 | 27 | 18 | 7194 | 14 | 29.6
|  | 1995 | 10 | 27 | 19 | 7195 | 0 | 28.9
|  | 1995 | 10 | 27 | 20 | 7196 | 0 | 28.7
|  | 1995 | 10 | 27 | 21 | 7197 | 0 | 28.5
|  | 1995 | 10 | 27 | 22 | 7198 | 0 | 28.3
|  | 1995 | 10 | 27 | 23 | 7199 | 0 | 28.1
|  | 1995 | 10 | 27 | 24 | 7200 | 0 | 27.8
|  | 1995 | 10 | 28 | 1 | 7201 | 0 | 27.6
|  | 1995 | 10 | 28 | 2 | 7202 | 0 | 27.4
|  | 1995 | 10 | 28 | 3 | 7203 | 0 | 27.2
|  | 1995 | 10 | 28 | 4 | 7204 | 0 | 27
|  | 1995 | 10 | 28 | 5 | 7205 | 0 | 27
|  | 1995 | 10 | 28 | 6 | 7206 | 0 | 26.9
|  | 1995 | 10 | 28 | 7 | 7207 | 18 | 26.9
|  | 1995 | 10 | 28 | 8 | 7208 | 185 | 28
|  | 1995 | 10 | 28 | 9 | 7209 | 412 | 29.2
|  | 1995 | 10 | 28 | 10 | 7210 | 615 | 30.3
|  | 1995 | 10 | 28 | 11 | 7211 | 701 | 29.5
|  | 1995 | 10 | 28 | 12 | 7212 | 675 | 28.8
|  | 1995 | 10 | 28 | 13 | 7213 | 542 | 28
|  | 1995 | 10 | 28 | 14 | 7214 | 539 | 29.3
|  | 1995 | 10 | 28 | 15 | 7215 | 471 | 30.6
|  | 1995 | 10 | 28 | 16 | 7216 | 340 | 31.9
|  | 1995 | 10 | 28 | 17 | 7217 | 147 | 30.7
|  | 1995 | 10 | 28 | 18 | 7218 | 15 | 29.5
|  | 1995 | 10 | 28 | 19 | 7219 | 0 | 28.3
|  | 1995 | 10 | 28 | 20 | 7220 | 0 | 27.6
|  | 1995 | 10 | 28 | 21 | 7221 | 0 | 26.8
|  | 1995 | 10 | 28 | 22 | 7222 | 0 | 26.1
|  | 1995 | 10 | 28 | 23 | 7223 | 0 | 26.1
|  | 1995 | 10 | 28 | 24 | 7224 | 0 | 26.1
|  | 1995 | 10 | 29 | 1 | 7225 | 0 | 26.1
|  | 1995 | 10 | 29 | 2 | 7226 | 0 | 25.9
|  | 1995 | 10 | 29 | 3 | 7227 | 0 | 25.8
|  | 1995 | 10 | 29 | 4 | 7228 | 0 | 25.6
|  | 1995 | 10 | 29 | 5 | 7229 | 0 | 25.5
|  | 1995 | 10 | 29 | 6 | 7230 | 0 | 25.4
|  | 1995 | 10 | 29 | 7 | 7231 | 12 | 25.3
|  | 1995 | 10 | 29 | 8 | 7232 | 118 | 26.2
|  | 1995 | 10 | 29 | 9 | 7233 | 264 | 27.1
|  | 1995 | 10 | 29 | 10 | 7234 | 394 | 28
|  | 1995 | 10 | 29 | 11 | 7235 | 489 | 28.7
|  | 1995 | 10 | 29 | 12 | 7236 | 539 | 29.3
|  | 1995 | 10 | 29 | 13 | 7237 | 541 | 30
|  | 1995 | 10 | 29 | 14 | 7238 | 493 | 28.8
|  | 1995 | 10 | 29 | 15 | 7239 | 399 | 27.7
|  | 1995 | 10 | 29 | 16 | 7240 | 270 | 26.5
|  | 1995 | 10 | 29 | 17 | 7241 | 124 | 26.3
|  | 1995 | 10 | 29 | 18 | 7242 | 13 | 26.2
|  | 1995 | 10 | 29 | 19 | 7243 | 0 | 26
|  | 1995 | 10 | 29 | 20 | 7244 | 0 | 25.9
|  | 1995 | 10 | 29 | 21 | 7245 | 0 | 25.8
|  | 1995 | 10 | 29 | 22 | 7246 | 0 | 25.7
|  | 1995 | 10 | 29 | 23 | 7247 | 0 | 25.7
|  | 1995 | 10 | 29 | 24 | 7248 | 0 | 25.8
|  | 1995 | 10 | 30 | 1 | 7249 | 0 | 25.8
|  | 1995 | 10 | 30 | 2 | 7250 | 0 | 25.5
|  | 1995 | 10 | 30 | 3 | 7251 | 0 | 25.3
|  | 1995 | 10 | 30 | 4 | 7252 | 0 | 25
|  | 1995 | 10 | 30 | 5 | 7253 | 0 | 24.7
|  | 1995 | 10 | 30 | 6 | 7254 | 0 | 24.3
|  | 1995 | 10 | 30 | 7 | 7255 | 12 | 24
|  | 1995 | 10 | 30 | 8 | 7256 | 80 | 27
|  | 1995 | 10 | 30 | 9 | 7257 | 179 | 27
|  | 1995 | 10 | 30 | 10 | 7258 | 267 | 27
|  | 1995 | 10 | 30 | 11 | 7259 | 389 | 27.4
|  | 1995 | 10 | 30 | 12 | 7260 | 487 | 27.8
|  | 1995 | 10 | 30 | 13 | 7261 | 542 | 28.2
|  | 1995 | 10 | 30 | 14 | 7262 | 539 | 28.5
|  | 1995 | 10 | 30 | 15 | 7263 | 470 | 28.7
|  | 1995 | 10 | 30 | 16 | 7264 | 338 | 29
|  | 1995 | 10 | 30 | 17 | 7265 | 163 | 28.3
|  | 1995 | 10 | 30 | 18 | 7266 | 18 | 27.7
|  | 1995 | 10 | 30 | 19 | 7267 | 0 | 27
|  | 1995 | 10 | 30 | 20 | 7268 | 0 | 26.5
|  | 1995 | 10 | 30 | 21 | 7269 | 0 | 26
|  | 1995 | 10 | 30 | 22 | 7270 | 0 | 25.5
|  | 1995 | 10 | 30 | 23 | 7271 | 0 | 25.3
|  | 1995 | 10 | 30 | 24 | 7272 | 0 | 25.2
|  | 1995 | 10 | 31 | 1 | 7273 | 0 | 25
|  | 1995 | 10 | 31 | 2 | 7274 | 0 | 24.7
|  | 1995 | 10 | 31 | 3 | 7275 | 0 | 24.5
|  | 1995 | 10 | 31 | 4 | 7276 | 0 | 24.2
|  | 1995 | 10 | 31 | 5 | 7277 | 0 | 24.1
|  | 1995 | 10 | 31 | 6 | 7278 | 0 | 24.1
|  | 1995 | 10 | 31 | 7 | 7279 | 11 | 24
|  | 1995 | 10 | 31 | 8 | 7280 | 127 | 25
|  | 1995 | 10 | 31 | 9 | 7281 | 309 | 26.3
|  | 1995 | 10 | 31 | 10 | 7282 | 492 | 27.6
|  | 1995 | 10 | 31 | 11 | 7283 | 573 | 26.4
|  | 1995 | 10 | 31 | 12 | 7284 | 586 | 25.2
|  | 1995 | 10 | 31 | 13 | 7285 | 538 | 24
|  | 1995 | 10 | 31 | 14 | 7286 | 575 | 26
|  | 1995 | 10 | 31 | 15 | 7287 | 523 | 28
|  | 1995 | 10 | 31 | 16 | 7288 | 384 | 30
|  | 1995 | 10 | 31 | 17 | 7289 | 181 | 29.3
|  | 1995 | 10 | 31 | 18 | 7290 | 19 | 28.7
|  | 1995 | 10 | 31 | 19 | 7291 | 0 | 27.9
|  | 1995 | 10 | 31 | 20 | 7292 | 0 | 27.7
|  | 1995 | 10 | 31 | 21 | 7293 | 0 | 27.4
|  | 1995 | 10 | 31 | 22 | 7294 | 0 | 27.1
|  | 1995 | 10 | 31 | 23 | 7295 | 0 | 26.8
|  | 1995 | 10 | 31 | 24 | 7296 | 0 | 26.5
|  | 1990 | 11 | 1 | 1 | 7297 | 0 | 26.2
|  | 1990 | 11 | 1 | 2 | 7298 | 0 | 26
|  | 1990 | 11 | 1 | 3 | 7299 | 0 | 25.7
|  | 1990 | 11 | 1 | 4 | 7300 | 0 | 25.5
|  | 1990 | 11 | 1 | 5 | 7301 | 0 | 25.3
|  | 1990 | 11 | 1 | 6 | 7302 | 0 | 25.1
|  | 1990 | 11 | 1 | 7 | 7303 | 14 | 25.4
|  | 1990 | 11 | 1 | 8 | 7304 | 159 | 27
|  | 1990 | 11 | 1 | 9 | 7305 | 386 | 28.6
|  | 1990 | 11 | 1 | 10 | 7306 | 608 | 30.2
|  | 1990 | 11 | 1 | 11 | 7307 | 737 | 31.2
|  | 1990 | 11 | 1 | 12 | 7308 | 790 | 32.2
|  | 1990 | 11 | 1 | 13 | 7309 | 767 | 33.2
|  | 1990 | 11 | 1 | 14 | 7310 | 673 | 33.2
|  | 1990 | 11 | 1 | 15 | 7311 | 522 | 33.2
|  | 1990 | 11 | 1 | 16 | 7312 | 334 | 33.2
|  | 1990 | 11 | 1 | 17 | 7313 | 143 | 32
|  | 1990 | 11 | 1 | 18 | 7314 | 14 | 30.7
|  | 1990 | 11 | 1 | 19 | 7315 | 0 | 29.5
|  | 1990 | 11 | 1 | 20 | 7316 | 0 | 29
|  | 1990 | 11 | 1 | 21 | 7317 | 0 | 28.6
|  | 1990 | 11 | 1 | 22 | 7318 | 0 | 28.1
|  | 1990 | 11 | 1 | 23 | 7319 | 0 | 27.9
|  | 1990 | 11 | 1 | 24 | 7320 | 0 | 27.8
|  | 1990 | 11 | 2 | 1 | 7321 | 0 | 27.6
|  | 1990 | 11 | 2 | 2 | 7322 | 0 | 27.2
|  | 1990 | 11 | 2 | 3 | 7323 | 0 | 26.7
|  | 1990 | 11 | 2 | 4 | 7324 | 0 | 26.3
|  | 1990 | 11 | 2 | 5 | 7325 | 0 | 25.9
|  | 1990 | 11 | 2 | 6 | 7326 | 0 | 25.6
|  | 1990 | 11 | 2 | 7 | 7327 | 11 | 25.2
|  | 1990 | 11 | 2 | 8 | 7328 | 115 | 27
|  | 1990 | 11 | 2 | 9 | 7329 | 260 | 28.9
|  | 1990 | 11 | 2 | 10 | 7330 | 390 | 30.7
|  | 1990 | 11 | 2 | 11 | 7331 | 484 | 31.7
|  | 1990 | 11 | 2 | 12 | 7332 | 533 | 32.6
|  | 1990 | 11 | 2 | 13 | 7333 | 534 | 33.6
|  | 1990 | 11 | 2 | 14 | 7334 | 531 | 33.3
|  | 1990 | 11 | 2 | 15 | 7335 | 463 | 33
|  | 1990 | 11 | 2 | 16 | 7336 | 332 | 32.7
|  | 1990 | 11 | 2 | 17 | 7337 | 158 | 31.6
|  | 1990 | 11 | 2 | 18 | 7338 | 17 | 30.6
|  | 1990 | 11 | 2 | 19 | 7339 | 0 | 29.5
|  | 1990 | 11 | 2 | 20 | 7340 | 0 | 29
|  | 1990 | 11 | 2 | 21 | 7341 | 0 | 28.5
|  | 1990 | 11 | 2 | 22 | 7342 | 0 | 28
|  | 1990 | 11 | 2 | 23 | 7343 | 0 | 27.7
|  | 1990 | 11 | 2 | 24 | 7344 | 0 | 27.5
|  | 1990 | 11 | 3 | 1 | 7345 | 0 | 27.2
|  | 1990 | 11 | 3 | 2 | 7346 | 0 | 26.9
|  | 1990 | 11 | 3 | 3 | 7347 | 0 | 26.7
|  | 1990 | 11 | 3 | 4 | 7348 | 0 | 26.4
|  | 1990 | 11 | 3 | 5 | 7349 | 0 | 26.2
|  | 1990 | 11 | 3 | 6 | 7350 | 0 | 26
|  | 1990 | 11 | 3 | 7 | 7351 | 17 | 25.8
|  | 1990 | 11 | 3 | 8 | 7352 | 180 | 27.2
|  | 1990 | 11 | 3 | 9 | 7353 | 416 | 28.5
|  | 1990 | 11 | 3 | 10 | 7354 | 632 | 29.9
|  | 1990 | 11 | 3 | 11 | 7355 | 775 | 31.6
|  | 1990 | 11 | 3 | 12 | 7356 | 842 | 33.2
|  | 1990 | 11 | 3 | 13 | 7357 | 828 | 34.9
|  | 1990 | 11 | 3 | 14 | 7358 | 694 | 34.1
|  | 1990 | 11 | 3 | 15 | 7359 | 491 | 33.3
|  | 1990 | 11 | 3 | 16 | 7360 | 265 | 32.5
|  | 1990 | 11 | 3 | 17 | 7361 | 119 | 31.8
|  | 1990 | 11 | 3 | 18 | 7362 | 12 | 31.1
|  | 1990 | 11 | 3 | 19 | 7363 | 0 | 30.4
|  | 1990 | 11 | 3 | 20 | 7364 | 0 | 29.8
|  | 1990 | 11 | 3 | 21 | 7365 | 0 | 29.2
|  | 1990 | 11 | 3 | 22 | 7366 | 0 | 28.6
|  | 1990 | 11 | 3 | 23 | 7367 | 0 | 28.5
|  | 1990 | 11 | 3 | 24 | 7368 | 0 | 28.4
|  | 1990 | 11 | 4 | 1 | 7369 | 0 | 28.3
|  | 1990 | 11 | 4 | 2 | 7370 | 0 | 27.8
|  | 1990 | 11 | 4 | 3 | 7371 | 0 | 27.3
|  | 1990 | 11 | 4 | 4 | 7372 | 0 | 26.8
|  | 1990 | 11 | 4 | 5 | 7373 | 0 | 26.7
|  | 1990 | 11 | 4 | 6 | 7374 | 0 | 26.7
|  | 1990 | 11 | 4 | 7 | 7375 | 7 | 26.6
|  | 1990 | 11 | 4 | 8 | 7376 | 89 | 27.7
|  | 1990 | 11 | 4 | 9 | 7377 | 231 | 28.9
|  | 1990 | 11 | 4 | 10 | 7378 | 386 | 30
|  | 1990 | 11 | 4 | 11 | 7379 | 480 | 28.3
|  | 1990 | 11 | 4 | 12 | 7380 | 529 | 26.6
|  | 1990 | 11 | 4 | 13 | 7381 | 530 | 24.9
|  | 1990 | 11 | 4 | 14 | 7382 | 483 | 27.3
|  | 1990 | 11 | 4 | 15 | 7383 | 391 | 29.6
|  | 1990 | 11 | 4 | 16 | 7384 | 263 | 32
|  | 1990 | 11 | 4 | 17 | 7385 | 118 | 30.8
|  | 1990 | 11 | 4 | 18 | 7386 | 12 | 29.7
|  | 1990 | 11 | 4 | 19 | 7387 | 0 | 28.5
|  | 1990 | 11 | 4 | 20 | 7388 | 0 | 28.1
|  | 1990 | 11 | 4 | 21 | 7389 | 0 | 27.6
|  | 1990 | 11 | 4 | 22 | 7390 | 0 | 27.2
|  | 1990 | 11 | 4 | 23 | 7391 | 0 | 26.9
|  | 1990 | 11 | 4 | 24 | 7392 | 0 | 26.6
|  | 1990 | 11 | 5 | 1 | 7393 | 0 | 26.3
|  | 1990 | 11 | 5 | 2 | 7394 | 0 | 26
|  | 1990 | 11 | 5 | 3 | 7395 | 0 | 25.8
|  | 1990 | 11 | 5 | 4 | 7396 | 0 | 25.5
|  | 1990 | 11 | 5 | 5 | 7397 | 0 | 25.5
|  | 1990 | 11 | 5 | 6 | 7398 | 0 | 25.4
|  | 1990 | 11 | 5 | 7 | 7399 | 10 | 25.4
|  | 1990 | 11 | 5 | 8 | 7400 | 111 | 26.9
|  | 1990 | 11 | 5 | 9 | 7401 | 255 | 28.3
|  | 1990 | 11 | 5 | 10 | 7402 | 384 | 29.8
|  | 1990 | 11 | 5 | 11 | 7403 | 478 | 30.7
|  | 1990 | 11 | 5 | 12 | 7404 | 527 | 31.5
|  | 1990 | 11 | 5 | 13 | 7405 | 528 | 32.4
|  | 1990 | 11 | 5 | 14 | 7406 | 433 | 30.3
|  | 1990 | 11 | 5 | 15 | 7407 | 308 | 28.1
|  | 1990 | 11 | 5 | 16 | 7408 | 176 | 26
|  | 1990 | 11 | 5 | 17 | 7409 | 79 | 25.7
|  | 1990 | 11 | 5 | 18 | 7410 | 8 | 25.3
|  | 1990 | 11 | 5 | 19 | 7411 | 0 | 25
|  | 1990 | 11 | 5 | 20 | 7412 | 0 | 25.1
|  | 1990 | 11 | 5 | 21 | 7413 | 0 | 25.3
|  | 1990 | 11 | 5 | 22 | 7414 | 0 | 25.4
|  | 1990 | 11 | 5 | 23 | 7415 | 0 | 25.4
|  | 1990 | 11 | 5 | 24 | 7416 | 0 | 25.4
|  | 1990 | 11 | 6 | 1 | 7417 | 0 | 25.4
|  | 1990 | 11 | 6 | 2 | 7418 | 0 | 25.2
|  | 1990 | 11 | 6 | 3 | 7419 | 0 | 25
|  | 1990 | 11 | 6 | 4 | 7420 | 0 | 24.8
|  | 1990 | 11 | 6 | 5 | 7421 | 0 | 24.8
|  | 1990 | 11 | 6 | 6 | 7422 | 0 | 24.8
|  | 1990 | 11 | 6 | 7 | 7423 | 13 | 24.8
|  | 1990 | 11 | 6 | 8 | 7424 | 137 | 25.7
|  | 1990 | 11 | 6 | 9 | 7425 | 316 | 26.5
|  | 1990 | 11 | 6 | 10 | 7426 | 476 | 27.4
|  | 1990 | 11 | 6 | 11 | 7427 | 558 | 28.8
|  | 1990 | 11 | 6 | 12 | 7428 | 572 | 30.2
|  | 1990 | 11 | 6 | 13 | 7429 | 526 | 31.6
|  | 1990 | 11 | 6 | 14 | 7430 | 479 | 31.7
|  | 1990 | 11 | 6 | 15 | 7431 | 387 | 31.7
|  | 1990 | 11 | 6 | 16 | 7432 | 260 | 31.8
|  | 1990 | 11 | 6 | 17 | 7433 | 116 | 31
|  | 1990 | 11 | 6 | 18 | 7434 | 12 | 30.3
|  | 1990 | 11 | 6 | 19 | 7435 | 0 | 29.5
|  | 1990 | 11 | 6 | 20 | 7436 | 0 | 28.7
|  | 1990 | 11 | 6 | 21 | 7437 | 0 | 28
|  | 1990 | 11 | 6 | 22 | 7438 | 0 | 27.2
|  | 1990 | 11 | 6 | 23 | 7439 | 0 | 26.9
|  | 1990 | 11 | 6 | 24 | 7440 | 0 | 26.7
|  | 1990 | 11 | 7 | 1 | 7441 | 0 | 26.4
|  | 1990 | 11 | 7 | 2 | 7442 | 0 | 26.2
|  | 1990 | 11 | 7 | 3 | 7443 | 0 | 26.1
|  | 1990 | 11 | 7 | 4 | 7444 | 0 | 25.9
|  | 1990 | 11 | 7 | 5 | 7445 | 0 | 25.7
|  | 1990 | 11 | 7 | 6 | 7446 | 0 | 25.5
|  | 1990 | 11 | 7 | 7 | 7447 | 14 | 25.3
|  | 1990 | 11 | 7 | 8 | 7448 | 155 | 26.7
|  | 1990 | 11 | 7 | 9 | 7449 | 359 | 28.1
|  | 1990 | 11 | 7 | 10 | 7450 | 543 | 29.5
|  | 1990 | 11 | 7 | 11 | 7451 | 651 | 30.6
|  | 1990 | 11 | 7 | 12 | 7452 | 687 | 31.7
|  | 1990 | 11 | 7 | 13 | 7453 | 653 | 32.8
|  | 1990 | 11 | 7 | 14 | 7454 | 611 | 32.3
|  | 1990 | 11 | 7 | 15 | 7455 | 506 | 31.9
|  | 1990 | 11 | 7 | 16 | 7456 | 347 | 31.4
|  | 1990 | 11 | 7 | 17 | 7457 | 158 | 30.9
|  | 1990 | 11 | 7 | 18 | 7458 | 16 | 30.5
|  | 1990 | 11 | 7 | 19 | 7459 | 0 | 30
|  | 1990 | 11 | 7 | 20 | 7460 | 0 | 29
|  | 1990 | 11 | 7 | 21 | 7461 | 0 | 27.9
|  | 1990 | 11 | 7 | 22 | 7462 | 0 | 26.9
|  | 1990 | 11 | 7 | 23 | 7463 | 0 | 26.7
|  | 1990 | 11 | 7 | 24 | 7464 | 0 | 26.6
|  | 1990 | 11 | 8 | 1 | 7465 | 0 | 26.4
|  | 1990 | 11 | 8 | 2 | 7466 | 0 | 26.3
|  | 1990 | 11 | 8 | 3 | 7467 | 0 | 26.3
|  | 1990 | 11 | 8 | 4 | 7468 | 0 | 26.2
|  | 1990 | 11 | 8 | 5 | 7469 | 0 | 26
|  | 1990 | 11 | 8 | 6 | 7470 | 0 | 25.7
|  | 1990 | 11 | 8 | 7 | 7471 | 10 | 25.5
|  | 1990 | 11 | 8 | 8 | 7472 | 108 | 27.7
|  | 1990 | 11 | 8 | 9 | 7473 | 251 | 29.9
|  | 1990 | 11 | 8 | 10 | 7474 | 380 | 29.9
|  | 1990 | 11 | 8 | 11 | 7475 | 473 | 30.1
|  | 1990 | 11 | 8 | 12 | 7476 | 523 | 30.4
|  | 1990 | 11 | 8 | 13 | 7477 | 524 | 30.6
|  | 1990 | 11 | 8 | 14 | 7478 | 520 | 30.9
|  | 1990 | 11 | 8 | 15 | 7479 | 452 | 31.2
|  | 1990 | 11 | 8 | 16 | 7480 | 321 | 31.5
|  | 1990 | 11 | 8 | 17 | 7481 | 157 | 30.7
|  | 1990 | 11 | 8 | 18 | 7482 | 17 | 29.8
|  | 1990 | 11 | 8 | 19 | 7483 | 0 | 29
|  | 1990 | 11 | 8 | 20 | 7484 | 0 | 28.7
|  | 1990 | 11 | 8 | 21 | 7485 | 0 | 28.4
|  | 1990 | 11 | 8 | 22 | 7486 | 0 | 28.1
|  | 1990 | 11 | 8 | 23 | 7487 | 0 | 27.8
|  | 1990 | 11 | 8 | 24 | 7488 | 0 | 27.6
|  | 1990 | 11 | 9 | 1 | 7489 | 0 | 27.3
|  | 1990 | 11 | 9 | 2 | 7490 | 0 | 26.9
|  | 1990 | 11 | 9 | 3 | 7491 | 0 | 26.5
|  | 1990 | 11 | 9 | 4 | 7492 | 0 | 26.1
|  | 1990 | 11 | 9 | 5 | 7493 | 0 | 26.1
|  | 1990 | 11 | 9 | 6 | 7494 | 0 | 26.2
|  | 1990 | 11 | 9 | 7 | 7495 | 10 | 26.2
|  | 1990 | 11 | 9 | 8 | 7496 | 106 | 27.1
|  | 1990 | 11 | 9 | 9 | 7497 | 250 | 28
|  | 1990 | 11 | 9 | 10 | 7498 | 379 | 28.9
|  | 1990 | 11 | 9 | 11 | 7499 | 472 | 29.5
|  | 1990 | 11 | 9 | 12 | 7500 | 521 | 30.1
|  | 1990 | 11 | 9 | 13 | 7501 | 522 | 30.7
|  | 1990 | 11 | 9 | 14 | 7502 | 476 | 31.5
|  | 1990 | 11 | 9 | 15 | 7503 | 385 | 32.3
|  | 1990 | 11 | 9 | 16 | 7504 | 257 | 33.1
|  | 1990 | 11 | 9 | 17 | 7505 | 142 | 31.9
|  | 1990 | 11 | 9 | 18 | 7506 | 16 | 30.8
|  | 1990 | 11 | 9 | 19 | 7507 | 0 | 29.6
|  | 1990 | 11 | 9 | 20 | 7508 | 0 | 29
|  | 1990 | 11 | 9 | 21 | 7509 | 0 | 28.6
|  | 1990 | 11 | 9 | 22 | 7510 | 0 | 28.3
|  | 1990 | 11 | 9 | 23 | 7511 | 0 | 28.2
|  | 1990 | 11 | 9 | 24 | 7512 | 0 | 28.1
|  | 1990 | 11 | 10 | 1 | 7513 | 0 | 28
|  | 1990 | 11 | 10 | 2 | 7514 | 0 | 27.6
|  | 1990 | 11 | 10 | 3 | 7515 | 0 | 27.2
|  | 1990 | 11 | 10 | 4 | 7516 | 0 | 26.8
|  | 1990 | 11 | 10 | 5 | 7517 | 0 | 26.5
|  | 1990 | 11 | 10 | 6 | 7518 | 0 | 26.2
|  | 1990 | 11 | 10 | 7 | 7519 | 15 | 25.9
|  | 1990 | 11 | 10 | 8 | 7520 | 163 | 27.4
|  | 1990 | 11 | 10 | 9 | 7521 | 384 | 29
|  | 1990 | 11 | 10 | 10 | 7522 | 583 | 30.5
|  | 1990 | 11 | 10 | 11 | 7523 | 632 | 31.7
|  | 1990 | 11 | 10 | 12 | 7524 | 519 | 33
|  | 1990 | 11 | 10 | 13 | 7525 | 520 | 33
|  | 1990 | 11 | 10 | 14 | 7526 | 591 | 32.9
|  | 1990 | 11 | 10 | 15 | 7527 | 546 | 32.9
|  | 1990 | 11 | 10 | 16 | 7528 | 396 | 32.8
|  | 1990 | 11 | 10 | 17 | 7529 | 171 | 30.9
|  | 1990 | 11 | 10 | 18 | 7530 | 16 | 28.9
|  | 1990 | 11 | 10 | 19 | 7531 | 0 | 27
|  | 1990 | 11 | 10 | 20 | 7532 | 0 | 27.3
|  | 1990 | 11 | 10 | 21 | 7533 | 0 | 27.5
|  | 1990 | 11 | 10 | 22 | 7534 | 0 | 27.8
|  | 1990 | 11 | 10 | 23 | 7535 | 0 | 27.7
|  | 1990 | 11 | 10 | 24 | 7536 | 0 | 27.5
|  | 1990 | 11 | 11 | 1 | 7537 | 0 | 27.4
|  | 1990 | 11 | 11 | 2 | 7538 | 0 | 27.1
|  | 1990 | 11 | 11 | 3 | 7539 | 0 | 26.8
|  | 1990 | 11 | 11 | 4 | 7540 | 0 | 26.5
|  | 1990 | 11 | 11 | 5 | 7541 | 0 | 26.2
|  | 1990 | 11 | 11 | 6 | 7542 | 0 | 26
|  | 1990 | 11 | 11 | 7 | 7543 | 14 | 25.7
|  | 1990 | 11 | 11 | 8 | 7544 | 153 | 27
|  | 1990 | 11 | 11 | 9 | 7545 | 338 | 28.2
|  | 1990 | 11 | 11 | 10 | 7546 | 467 | 29.5
|  | 1990 | 11 | 11 | 11 | 7547 | 643 | 30.3
|  | 1990 | 11 | 11 | 12 | 7548 | 763 | 31.2
|  | 1990 | 11 | 11 | 13 | 7549 | 806 | 32
|  | 1990 | 11 | 11 | 14 | 7550 | 716 | 32.8
|  | 1990 | 11 | 11 | 15 | 7551 | 563 | 33.5
|  | 1990 | 11 | 11 | 16 | 7552 | 364 | 34.3
|  | 1990 | 11 | 11 | 17 | 7553 | 160 | 32.5
|  | 1990 | 11 | 11 | 18 | 7554 | 16 | 30.7
|  | 1990 | 11 | 11 | 19 | 7555 | 0 | 28.9
|  | 1990 | 11 | 11 | 20 | 7556 | 0 | 28.6
|  | 1990 | 11 | 11 | 21 | 7557 | 0 | 28.4
|  | 1990 | 11 | 11 | 22 | 7558 | 0 | 28.1
|  | 1990 | 11 | 11 | 23 | 7559 | 0 | 27.8
|  | 1990 | 11 | 11 | 24 | 7560 | 0 | 27.5
|  | 1990 | 11 | 12 | 1 | 7561 | 0 | 27.2
|  | 1990 | 11 | 12 | 2 | 7562 | 0 | 26.8
|  | 1990 | 11 | 12 | 3 | 7563 | 0 | 26.4
|  | 1990 | 11 | 12 | 4 | 7564 | 0 | 26
|  | 1990 | 11 | 12 | 5 | 7565 | 0 | 25.9
|  | 1990 | 11 | 12 | 6 | 7566 | 0 | 25.9
|  | 1990 | 11 | 12 | 7 | 7567 | 14 | 25.8
|  | 1990 | 11 | 12 | 8 | 7568 | 162 | 27.4
|  | 1990 | 11 | 12 | 9 | 7569 | 392 | 29.1
|  | 1990 | 11 | 12 | 10 | 7570 | 606 | 30.7
|  | 1990 | 11 | 12 | 11 | 7571 | 737 | 31.3
|  | 1990 | 11 | 12 | 12 | 7572 | 781 | 32
|  | 1990 | 11 | 12 | 13 | 7573 | 738 | 32.6
|  | 1990 | 11 | 12 | 14 | 7574 | 672 | 32.9
|  | 1990 | 11 | 12 | 15 | 7575 | 542 | 33.2
|  | 1990 | 11 | 12 | 16 | 7576 | 362 | 33.5
|  | 1990 | 11 | 12 | 17 | 7577 | 169 | 32.9
|  | 1990 | 11 | 12 | 18 | 7578 | 17 | 32.3
|  | 1990 | 11 | 12 | 19 | 7579 | 0 | 31.7
|  | 1990 | 11 | 12 | 20 | 7580 | 0 | 31.2
|  | 1990 | 11 | 12 | 21 | 7581 | 0 | 30.7
|  | 1990 | 11 | 12 | 22 | 7582 | 0 | 30.2
|  | 1990 | 11 | 12 | 23 | 7583 | 0 | 29.7
|  | 1990 | 11 | 12 | 24 | 7584 | 0 | 29.1
|  | 1990 | 11 | 13 | 1 | 7585 | 0 | 28.6
|  | 1990 | 11 | 13 | 2 | 7586 | 0 | 28.1
|  | 1990 | 11 | 13 | 3 | 7587 | 0 | 27.5
|  | 1990 | 11 | 13 | 4 | 7588 | 0 | 27
|  | 1990 | 11 | 13 | 5 | 7589 | 0 | 26.8
|  | 1990 | 11 | 13 | 6 | 7590 | 0 | 26.5
|  | 1990 | 11 | 13 | 7 | 7591 | 14 | 26.3
|  | 1990 | 11 | 13 | 8 | 7592 | 160 | 28.1
|  | 1990 | 11 | 13 | 9 | 7593 | 390 | 30
|  | 1990 | 11 | 13 | 10 | 7594 | 603 | 31.8
|  | 1990 | 11 | 13 | 11 | 7595 | 734 | 32.8
|  | 1990 | 11 | 13 | 12 | 7596 | 779 | 33.9
|  | 1990 | 11 | 13 | 13 | 7597 | 736 | 34.9
|  | 1990 | 11 | 13 | 14 | 7598 | 670 | 34.2
|  | 1990 | 11 | 13 | 15 | 7599 | 540 | 33.6
|  | 1990 | 11 | 13 | 16 | 7600 | 360 | 32.9
|  | 1990 | 11 | 13 | 17 | 7601 | 158 | 32
|  | 1990 | 11 | 13 | 18 | 7602 | 15 | 31.1
|  | 1990 | 11 | 13 | 19 | 7603 | 0 | 30.2
|  | 1990 | 11 | 13 | 20 | 7604 | 0 | 29.6
|  | 1990 | 11 | 13 | 21 | 7605 | 0 | 29.1
|  | 1990 | 11 | 13 | 22 | 7606 | 0 | 28.5
|  | 1990 | 11 | 13 | 23 | 7607 | 0 | 28.3
|  | 1990 | 11 | 13 | 24 | 7608 | 0 | 28
|  | 1990 | 11 | 14 | 1 | 7609 | 0 | 27.8
|  | 1990 | 11 | 14 | 2 | 7610 | 0 | 27.4
|  | 1990 | 11 | 14 | 3 | 7611 | 0 | 26.9
|  | 1990 | 11 | 14 | 4 | 7612 | 0 | 26.5
|  | 1990 | 11 | 14 | 5 | 7613 | 0 | 26.2
|  | 1990 | 11 | 14 | 6 | 7614 | 0 | 26
|  | 1990 | 11 | 14 | 7 | 7615 | 13 | 25.7
|  | 1990 | 11 | 14 | 8 | 7616 | 158 | 27.4
|  | 1990 | 11 | 14 | 9 | 7617 | 387 | 29.1
|  | 1990 | 11 | 14 | 10 | 7618 | 601 | 30.8
|  | 1990 | 11 | 14 | 11 | 7619 | 753 | 31.2
|  | 1990 | 11 | 14 | 12 | 7620 | 835 | 31.7
|  | 1990 | 11 | 14 | 13 | 7621 | 838 | 32.1
|  | 1990 | 11 | 14 | 14 | 7622 | 753 | 32.2
|  | 1990 | 11 | 14 | 15 | 7623 | 598 | 32.4
|  | 1990 | 11 | 14 | 16 | 7624 | 391 | 32.5
|  | 1990 | 11 | 14 | 17 | 7625 | 167 | 31.6
|  | 1990 | 11 | 14 | 18 | 7626 | 16 | 30.8
|  | 1990 | 11 | 14 | 19 | 7627 | 0 | 29.9
|  | 1990 | 11 | 14 | 20 | 7628 | 0 | 29
|  | 1990 | 11 | 14 | 21 | 7629 | 0 | 28.5
|  | 1990 | 11 | 14 | 22 | 7630 | 0 | 28.1
|  | 1990 | 11 | 14 | 23 | 7631 | 0 | 27.7
|  | 1990 | 11 | 14 | 24 | 7632 | 0 | 27.4
|  | 1990 | 11 | 15 | 1 | 7633 | 0 | 27
|  | 1990 | 11 | 15 | 2 | 7634 | 0 | 26.8
|  | 1990 | 11 | 15 | 3 | 7635 | 0 | 26.6
|  | 1990 | 11 | 15 | 4 | 7636 | 0 | 26.4
|  | 1990 | 11 | 15 | 5 | 7637 | 0 | 26.1
|  | 1990 | 11 | 15 | 6 | 7638 | 0 | 25.7
|  | 1990 | 11 | 15 | 7 | 7639 | 12 | 25.4
|  | 1990 | 11 | 15 | 8 | 7640 | 136 | 26.8
|  | 1990 | 11 | 15 | 9 | 7641 | 315 | 28.1
|  | 1990 | 11 | 15 | 10 | 7642 | 458 | 29.5
|  | 1990 | 11 | 15 | 11 | 7643 | 575 | 30.3
|  | 1990 | 11 | 15 | 12 | 7644 | 637 | 31
|  | 1990 | 11 | 15 | 13 | 7645 | 640 | 31.8
|  | 1990 | 11 | 15 | 14 | 7646 | 583 | 31.8
|  | 1990 | 11 | 15 | 15 | 7647 | 470 | 31.8
|  | 1990 | 11 | 15 | 16 | 7648 | 313 | 31.8
|  | 1990 | 11 | 15 | 17 | 7649 | 137 | 31.4
|  | 1990 | 11 | 15 | 18 | 7650 | 13 | 31
|  | 1990 | 11 | 15 | 19 | 7651 | 0 | 29
|  | 1990 | 11 | 15 | 20 | 7652 | 0 | 28.5
|  | 1990 | 11 | 15 | 21 | 7653 | 0 | 28
|  | 1990 | 11 | 15 | 22 | 7654 | 0 | 27.5
|  | 1990 | 11 | 15 | 23 | 7655 | 0 | 27.1
|  | 1990 | 11 | 15 | 24 | 7656 | 0 | 26.6
|  | 1990 | 11 | 16 | 1 | 7657 | 0 | 26.2
|  | 1990 | 11 | 16 | 2 | 7658 | 0 | 25.8
|  | 1990 | 11 | 16 | 3 | 7659 | 0 | 25.4
|  | 1990 | 11 | 16 | 4 | 7660 | 0 | 25
|  | 1990 | 11 | 16 | 5 | 7661 | 0 | 24.9
|  | 1990 | 11 | 16 | 6 | 7662 | 0 | 24.7
|  | 1990 | 11 | 16 | 7 | 7663 | 10 | 24.6
|  | 1990 | 11 | 16 | 8 | 7664 | 121 | 26.1
|  | 1990 | 11 | 16 | 9 | 7665 | 297 | 27.6
|  | 1990 | 11 | 16 | 10 | 7666 | 457 | 29.1
|  | 1990 | 11 | 16 | 11 | 7667 | 501 | 28.8
|  | 1990 | 11 | 16 | 12 | 7668 | 458 | 28.4
|  | 1990 | 11 | 16 | 13 | 7669 | 344 | 28.1
|  | 1990 | 11 | 16 | 14 | 7670 | 419 | 28.9
|  | 1990 | 11 | 16 | 15 | 7671 | 410 | 29.7
|  | 1990 | 11 | 16 | 16 | 7672 | 313 | 30.5
|  | 1990 | 11 | 16 | 17 | 7673 | 136 | 29.7
|  | 1990 | 11 | 16 | 18 | 7674 | 13 | 29
|  | 1990 | 11 | 16 | 19 | 7675 | 0 | 28.2
|  | 1990 | 11 | 16 | 20 | 7676 | 0 | 28.3
|  | 1990 | 11 | 16 | 21 | 7677 | 0 | 28.5
|  | 1990 | 11 | 16 | 22 | 7678 | 0 | 28.6
|  | 1990 | 11 | 16 | 23 | 7679 | 0 | 28.3
|  | 1990 | 11 | 16 | 24 | 7680 | 0 | 28
|  | 1990 | 11 | 17 | 1 | 7681 | 0 | 27.7
|  | 1990 | 11 | 17 | 2 | 7682 | 0 | 27.3
|  | 1990 | 11 | 17 | 3 | 7683 | 0 | 27
|  | 1990 | 11 | 17 | 4 | 7684 | 0 | 26.6
|  | 1990 | 11 | 17 | 5 | 7685 | 0 | 26.6
|  | 1990 | 11 | 17 | 6 | 7686 | 0 | 26.5
|  | 1990 | 11 | 17 | 7 | 7687 | 8 | 26.5
|  | 1990 | 11 | 17 | 8 | 7688 | 105 | 27.1
|  | 1990 | 11 | 17 | 9 | 7689 | 276 | 27.8
|  | 1990 | 11 | 17 | 10 | 7690 | 453 | 28.4
|  | 1990 | 11 | 17 | 11 | 7691 | 601 | 29.5
|  | 1990 | 11 | 17 | 12 | 7692 | 697 | 30.7
|  | 1990 | 11 | 17 | 13 | 7693 | 727 | 31.8
|  | 1990 | 11 | 17 | 14 | 7694 | 662 | 32
|  | 1990 | 11 | 17 | 15 | 7695 | 534 | 32.2
|  | 1990 | 11 | 17 | 16 | 7696 | 356 | 32.4
|  | 1990 | 11 | 17 | 17 | 7697 | 143 | 31.2
|  | 1990 | 11 | 17 | 18 | 7698 | 12 | 30
|  | 1990 | 11 | 17 | 19 | 7699 | 0 | 28.8
|  | 1990 | 11 | 17 | 20 | 7700 | 0 | 28.9
|  | 1990 | 11 | 17 | 21 | 7701 | 0 | 29
|  | 1990 | 11 | 17 | 22 | 7702 | 0 | 29.1
|  | 1990 | 11 | 17 | 23 | 7703 | 0 | 28.6
|  | 1990 | 11 | 17 | 24 | 7704 | 0 | 28.2
|  | 1990 | 11 | 18 | 1 | 7705 | 0 | 27.7
|  | 1990 | 11 | 18 | 2 | 7706 | 0 | 26.8
|  | 1990 | 11 | 18 | 3 | 7707 | 0 | 26
|  | 1990 | 11 | 18 | 4 | 7708 | 0 | 25.1
|  | 1990 | 11 | 18 | 5 | 7709 | 0 | 24.9
|  | 1990 | 11 | 18 | 6 | 7710 | 0 | 24.8
|  | 1990 | 11 | 18 | 7 | 7711 | 13 | 24.6
|  | 1990 | 11 | 18 | 8 | 7712 | 154 | 26.1
|  | 1990 | 11 | 18 | 9 | 7713 | 382 | 27.6
|  | 1990 | 11 | 18 | 10 | 7714 | 591 | 29.1
|  | 1990 | 11 | 18 | 11 | 7715 | 734 | 29.6
|  | 1990 | 11 | 18 | 12 | 7716 | 801 | 30
|  | 1990 | 11 | 18 | 13 | 7717 | 790 | 30.5
|  | 1990 | 11 | 18 | 14 | 7718 | 703 | 30.6
|  | 1990 | 11 | 18 | 15 | 7719 | 552 | 30.8
|  | 1990 | 11 | 18 | 16 | 7720 | 355 | 30.9
|  | 1990 | 11 | 18 | 17 | 7721 | 160 | 30.2
|  | 1990 | 11 | 18 | 18 | 7722 | 16 | 29.5
|  | 1990 | 11 | 18 | 19 | 7723 | 0 | 28.8
|  | 1990 | 11 | 18 | 20 | 7724 | 0 | 28.5
|  | 1990 | 11 | 18 | 21 | 7725 | 0 | 28.2
|  | 1990 | 11 | 18 | 22 | 7726 | 0 | 27.9
|  | 1990 | 11 | 18 | 23 | 7727 | 0 | 27.3
|  | 1990 | 11 | 18 | 24 | 7728 | 0 | 26.8
|  | 1990 | 11 | 19 | 1 | 7729 | 0 | 26.2
|  | 1990 | 11 | 19 | 2 | 7730 | 0 | 25.4
|  | 1990 | 11 | 19 | 3 | 7731 | 0 | 24.6
|  | 1990 | 11 | 19 | 4 | 7732 | 0 | 23.8
|  | 1990 | 11 | 19 | 5 | 7733 | 0 | 23.5
|  | 1990 | 11 | 19 | 6 | 7734 | 0 | 23.2
|  | 1990 | 11 | 19 | 7 | 7735 | 12 | 22.9
|  | 1990 | 11 | 19 | 8 | 7736 | 145 | 24.4
|  | 1990 | 11 | 19 | 9 | 7737 | 362 | 25.9
|  | 1990 | 11 | 19 | 10 | 7738 | 561 | 27.4
|  | 1990 | 11 | 19 | 11 | 7739 | 707 | 27.4
|  | 1990 | 11 | 19 | 12 | 7740 | 786 | 27.4
|  | 1990 | 11 | 19 | 13 | 7741 | 790 | 27.4
|  | 1990 | 11 | 19 | 14 | 7742 | 702 | 28.4
|  | 1990 | 11 | 19 | 15 | 7743 | 550 | 29.4
|  | 1990 | 11 | 19 | 16 | 7744 | 354 | 30.4
|  | 1990 | 11 | 19 | 17 | 7745 | 154 | 29.9
|  | 1990 | 11 | 19 | 18 | 7746 | 15 | 29.3
|  | 1990 | 11 | 19 | 19 | 7747 | 0 | 28.8
|  | 1990 | 11 | 19 | 20 | 7748 | 0 | 27.9
|  | 1990 | 11 | 19 | 21 | 7749 | 0 | 26.9
|  | 1990 | 11 | 19 | 22 | 7750 | 0 | 26
|  | 1990 | 11 | 19 | 23 | 7751 | 0 | 25.6
|  | 1990 | 11 | 19 | 24 | 7752 | 0 | 25.1
|  | 1990 | 11 | 20 | 1 | 7753 | 0 | 24.7
|  | 1990 | 11 | 20 | 2 | 7754 | 0 | 24.2
|  | 1990 | 11 | 20 | 3 | 7755 | 0 | 23.8
|  | 1990 | 11 | 20 | 4 | 7756 | 0 | 23.3
|  | 1990 | 11 | 20 | 5 | 7757 | 0 | 22.8
|  | 1990 | 11 | 20 | 6 | 7758 | 0 | 22.4
|  | 1990 | 11 | 20 | 7 | 7759 | 12 | 21.9
|  | 1990 | 11 | 20 | 8 | 7760 | 150 | 23.6
|  | 1990 | 11 | 20 | 9 | 7761 | 378 | 25.3
|  | 1990 | 11 | 20 | 10 | 7762 | 587 | 27
|  | 1990 | 11 | 20 | 11 | 7763 | 740 | 28.2
|  | 1990 | 11 | 20 | 12 | 7764 | 821 | 29.3
|  | 1990 | 11 | 20 | 13 | 7765 | 825 | 30.5
|  | 1990 | 11 | 20 | 14 | 7766 | 742 | 30.4
|  | 1990 | 11 | 20 | 15 | 7767 | 589 | 30.3
|  | 1990 | 11 | 20 | 16 | 7768 | 384 | 30.2
|  | 1990 | 11 | 20 | 17 | 7769 | 170 | 29.1
|  | 1990 | 11 | 20 | 18 | 7770 | 17 | 27.9
|  | 1990 | 11 | 20 | 19 | 7771 | 0 | 26.8
|  | 1990 | 11 | 20 | 20 | 7772 | 0 | 26.4
|  | 1990 | 11 | 20 | 21 | 7773 | 0 | 25.9
|  | 1990 | 11 | 20 | 22 | 7774 | 0 | 25.5
|  | 1990 | 11 | 20 | 23 | 7775 | 0 | 25.2
|  | 1990 | 11 | 20 | 24 | 7776 | 0 | 25
|  | 1990 | 11 | 21 | 1 | 7777 | 0 | 24.7
|  | 1990 | 11 | 21 | 2 | 7778 | 0 | 24.1
|  | 1990 | 11 | 21 | 3 | 7779 | 0 | 23.6
|  | 1990 | 11 | 21 | 4 | 7780 | 0 | 23
|  | 1990 | 11 | 21 | 5 | 7781 | 0 | 22.8
|  | 1990 | 11 | 21 | 6 | 7782 | 0 | 22.6
|  | 1990 | 11 | 21 | 7 | 7783 | 12 | 22.4
|  | 1990 | 11 | 21 | 8 | 7784 | 147 | 24
|  | 1990 | 11 | 21 | 9 | 7785 | 372 | 25.7
|  | 1990 | 11 | 21 | 10 | 7786 | 578 | 27.3
|  | 1990 | 11 | 21 | 11 | 7787 | 721 | 28.3
|  | 1990 | 11 | 21 | 12 | 7788 | 791 | 29.3
|  | 1990 | 11 | 21 | 13 | 7789 | 781 | 30.3
|  | 1990 | 11 | 21 | 14 | 7790 | 713 | 30.6
|  | 1990 | 11 | 21 | 15 | 7791 | 576 | 31
|  | 1990 | 11 | 21 | 16 | 7792 | 384 | 31.3
|  | 1990 | 11 | 21 | 17 | 7793 | 167 | 30.1
|  | 1990 | 11 | 21 | 18 | 7794 | 16 | 28.8
|  | 1990 | 11 | 21 | 19 | 7795 | 0 | 27.6
|  | 1990 | 11 | 21 | 20 | 7796 | 0 | 27.2
|  | 1990 | 11 | 21 | 21 | 7797 | 0 | 26.8
|  | 1990 | 11 | 21 | 22 | 7798 | 0 | 26.4
|  | 1990 | 11 | 21 | 23 | 7799 | 0 | 26
|  | 1990 | 11 | 21 | 24 | 7800 | 0 | 25.6
|  | 1990 | 11 | 22 | 1 | 7801 | 0 | 25.2
|  | 1990 | 11 | 22 | 2 | 7802 | 0 | 24.6
|  | 1990 | 11 | 22 | 3 | 7803 | 0 | 24
|  | 1990 | 11 | 22 | 4 | 7804 | 0 | 23.4
|  | 1990 | 11 | 22 | 5 | 7805 | 0 | 23.2
|  | 1990 | 11 | 22 | 6 | 7806 | 0 | 22.9
|  | 1990 | 11 | 22 | 7 | 7807 | 11 | 22.7
|  | 1990 | 11 | 22 | 8 | 7808 | 150 | 24.5
|  | 1990 | 11 | 22 | 9 | 7809 | 382 | 26.2
|  | 1990 | 11 | 22 | 10 | 7810 | 596 | 28
|  | 1990 | 11 | 22 | 11 | 7811 | 749 | 28.6
|  | 1990 | 11 | 22 | 12 | 7812 | 826 | 29.2
|  | 1990 | 11 | 22 | 13 | 7813 | 822 | 29.8
|  | 1990 | 11 | 22 | 14 | 7814 | 749 | 30.2
|  | 1990 | 11 | 22 | 15 | 7815 | 604 | 30.6
|  | 1990 | 11 | 22 | 16 | 7816 | 402 | 31
|  | 1990 | 11 | 22 | 17 | 7817 | 172 | 30.2
|  | 1990 | 11 | 22 | 18 | 7818 | 16 | 29.5
|  | 1990 | 11 | 22 | 19 | 7819 | 0 | 28.7
|  | 1990 | 11 | 22 | 20 | 7820 | 0 | 27.8
|  | 1990 | 11 | 22 | 21 | 7821 | 0 | 26.9
|  | 1990 | 11 | 22 | 22 | 7822 | 0 | 26
|  | 1990 | 11 | 22 | 23 | 7823 | 0 | 25.6
|  | 1990 | 11 | 22 | 24 | 7824 | 0 | 25.1
|  | 1990 | 11 | 23 | 1 | 7825 | 0 | 24.7
|  | 1990 | 11 | 23 | 2 | 7826 | 0 | 24.4
|  | 1990 | 11 | 23 | 3 | 7827 | 0 | 24
|  | 1990 | 11 | 23 | 4 | 7828 | 0 | 23.7
|  | 1990 | 11 | 23 | 5 | 7829 | 0 | 23
|  | 1990 | 11 | 23 | 6 | 7830 | 0 | 22.3
|  | 1990 | 11 | 23 | 7 | 7831 | 10 | 21.6
|  | 1990 | 11 | 23 | 8 | 7832 | 134 | 23.3
|  | 1990 | 11 | 23 | 9 | 7833 | 335 | 24.9
|  | 1990 | 11 | 23 | 10 | 7834 | 507 | 26.6
|  | 1990 | 11 | 23 | 11 | 7835 | 642 | 27.6
|  | 1990 | 11 | 23 | 12 | 7836 | 715 | 28.6
|  | 1990 | 11 | 23 | 13 | 7837 | 719 | 29.6
|  | 1990 | 11 | 23 | 14 | 7838 | 632 | 29.6
|  | 1990 | 11 | 23 | 15 | 7839 | 488 | 29.6
|  | 1990 | 11 | 23 | 16 | 7840 | 308 | 29.6
|  | 1990 | 11 | 23 | 17 | 7841 | 126 | 28.8
|  | 1990 | 11 | 23 | 18 | 7842 | 11 | 28.1
|  | 1990 | 11 | 23 | 19 | 7843 | 0 | 27.3
|  | 1990 | 11 | 23 | 20 | 7844 | 0 | 26.9
|  | 1990 | 11 | 23 | 21 | 7845 | 0 | 26.4
|  | 1990 | 11 | 23 | 22 | 7846 | 0 | 26
|  | 1990 | 11 | 23 | 23 | 7847 | 0 | 25.3
|  | 1990 | 11 | 23 | 24 | 7848 | 0 | 24.7
|  | 1990 | 11 | 24 | 1 | 7849 | 0 | 24
|  | 1990 | 11 | 24 | 2 | 7850 | 0 | 23.4
|  | 1990 | 11 | 24 | 3 | 7851 | 0 | 22.9
|  | 1990 | 11 | 24 | 4 | 7852 | 0 | 22.3
|  | 1990 | 11 | 24 | 5 | 7853 | 0 | 22.9
|  | 1990 | 11 | 24 | 6 | 7854 | 0 | 23.5
|  | 1990 | 11 | 24 | 7 | 7855 | 10 | 24.2
|  | 1990 | 11 | 24 | 8 | 7856 | 142 | 24.8
|  | 1990 | 11 | 24 | 9 | 7857 | 367 | 25.4
|  | 1990 | 11 | 24 | 10 | 7858 | 576 | 26
|  | 1990 | 11 | 24 | 11 | 7859 | 731 | 26.9
|  | 1990 | 11 | 24 | 12 | 7860 | 814 | 27.7
|  | 1990 | 11 | 24 | 13 | 7861 | 820 | 28.6
|  | 1990 | 11 | 24 | 14 | 7862 | 727 | 29.3
|  | 1990 | 11 | 24 | 15 | 7863 | 563 | 29.9
|  | 1990 | 11 | 24 | 16 | 7864 | 353 | 30.6
|  | 1990 | 11 | 24 | 17 | 7865 | 153 | 29.6
|  | 1990 | 11 | 24 | 18 | 7866 | 15 | 28.6
|  | 1990 | 11 | 24 | 19 | 7867 | 0 | 27.6
|  | 1990 | 11 | 24 | 20 | 7868 | 0 | 26.9
|  | 1990 | 11 | 24 | 21 | 7869 | 0 | 26.3
|  | 1990 | 11 | 24 | 22 | 7870 | 0 | 25.6
|  | 1990 | 11 | 24 | 23 | 7871 | 0 | 25.3
|  | 1990 | 11 | 24 | 24 | 7872 | 0 | 25.1
|  | 1990 | 11 | 25 | 1 | 7873 | 0 | 24.8
|  | 1990 | 11 | 25 | 2 | 7874 | 0 | 24.2
|  | 1990 | 11 | 25 | 3 | 7875 | 0 | 23.6
|  | 1990 | 11 | 25 | 4 | 7876 | 0 | 23
|  | 1990 | 11 | 25 | 5 | 7877 | 0 | 22.6
|  | 1990 | 11 | 25 | 6 | 7878 | 0 | 22.2
|  | 1990 | 11 | 25 | 7 | 7879 | 9 | 21.8
|  | 1990 | 11 | 25 | 8 | 7880 | 127 | 23.4
|  | 1990 | 11 | 25 | 9 | 7881 | 340 | 24.9
|  | 1990 | 11 | 25 | 10 | 7882 | 547 | 26.5
|  | 1990 | 11 | 25 | 11 | 7883 | 708 | 27.7
|  | 1990 | 11 | 25 | 12 | 7884 | 802 | 29
|  | 1990 | 11 | 25 | 13 | 7885 | 819 | 30.2
|  | 1990 | 11 | 25 | 14 | 7886 | 725 | 30.1
|  | 1990 | 11 | 25 | 15 | 7887 | 561 | 29.9
|  | 1990 | 11 | 25 | 16 | 7888 | 351 | 29.8
|  | 1990 | 11 | 25 | 17 | 7889 | 153 | 28.8
|  | 1990 | 11 | 25 | 18 | 7890 | 15 | 27.8
|  | 1990 | 11 | 25 | 19 | 7891 | 0 | 26.8
|  | 1990 | 11 | 25 | 20 | 7892 | 0 | 26.3
|  | 1990 | 11 | 25 | 21 | 7893 | 0 | 25.9
|  | 1990 | 11 | 25 | 22 | 7894 | 0 | 25.4
|  | 1990 | 11 | 25 | 23 | 7895 | 0 | 24.7
|  | 1990 | 11 | 25 | 24 | 7896 | 0 | 24
|  | 1990 | 11 | 26 | 1 | 7897 | 0 | 23.3
|  | 1990 | 11 | 26 | 2 | 7898 | 0 | 22.8
|  | 1990 | 11 | 26 | 3 | 7899 | 0 | 22.3
|  | 1990 | 11 | 26 | 4 | 7900 | 0 | 21.8
|  | 1990 | 11 | 26 | 5 | 7901 | 0 | 21
|  | 1990 | 11 | 26 | 6 | 7902 | 0 | 21.2
|  | 1990 | 11 | 26 | 7 | 7903 | 10 | 21.5
|  | 1990 | 11 | 26 | 8 | 7904 | 137 | 23.5
|  | 1990 | 11 | 26 | 9 | 7905 | 361 | 25.6
|  | 1990 | 11 | 26 | 10 | 7906 | 569 | 27.6
|  | 1990 | 11 | 26 | 11 | 7907 | 723 | 28.7
|  | 1990 | 11 | 26 | 12 | 7908 | 807 | 29.7
|  | 1990 | 11 | 26 | 13 | 7909 | 813 | 30.8
|  | 1990 | 11 | 26 | 14 | 7910 | 742 | 30.7
|  | 1990 | 11 | 26 | 15 | 7911 | 600 | 30.7
|  | 1990 | 11 | 26 | 16 | 7912 | 399 | 30.6
|  | 1990 | 11 | 26 | 17 | 7913 | 173 | 29.5
|  | 1990 | 11 | 26 | 18 | 7914 | 17 | 28.3
|  | 1990 | 11 | 26 | 19 | 7915 | 0 | 27.2
|  | 1990 | 11 | 26 | 20 | 7916 | 0 | 26.5
|  | 1990 | 11 | 26 | 21 | 7917 | 0 | 25.8
|  | 1990 | 11 | 26 | 22 | 7918 | 0 | 25.1
|  | 1990 | 11 | 26 | 23 | 7919 | 0 | 24.8
|  | 1990 | 11 | 26 | 24 | 7920 | 0 | 24.4
|  | 1990 | 11 | 27 | 1 | 7921 | 0 | 24.1
|  | 1990 | 11 | 27 | 2 | 7922 | 0 | 23.7
|  | 1990 | 11 | 27 | 3 | 7923 | 0 | 23.4
|  | 1990 | 11 | 27 | 4 | 7924 | 0 | 23
|  | 1990 | 11 | 27 | 5 | 7925 | 0 | 23
|  | 1990 | 11 | 27 | 6 | 7926 | 0 | 22.9
|  | 1990 | 11 | 27 | 7 | 7927 | 8 | 22.9
|  | 1990 | 11 | 27 | 8 | 7928 | 122 | 24.6
|  | 1990 | 11 | 27 | 9 | 7929 | 333 | 26.2
|  | 1990 | 11 | 27 | 10 | 7930 | 539 | 27.9
|  | 1990 | 11 | 27 | 11 | 7931 | 700 | 29.2
|  | 1990 | 11 | 27 | 12 | 7932 | 794 | 30.6
|  | 1990 | 11 | 27 | 13 | 7933 | 812 | 31.9
|  | 1990 | 11 | 27 | 14 | 7934 | 731 | 32
|  | 1990 | 11 | 27 | 15 | 7935 | 581 | 32
|  | 1990 | 11 | 27 | 16 | 7936 | 379 | 32.1
|  | 1990 | 11 | 27 | 17 | 7937 | 165 | 31
|  | 1990 | 11 | 27 | 18 | 7938 | 16 | 29.8
|  | 1990 | 11 | 27 | 19 | 7939 | 0 | 28.7
|  | 1990 | 11 | 27 | 20 | 7940 | 0 | 28.1
|  | 1990 | 11 | 27 | 21 | 7941 | 0 | 27.4
|  | 1990 | 11 | 27 | 22 | 7942 | 0 | 26.8
|  | 1990 | 11 | 27 | 23 | 7943 | 0 | 26.3
|  | 1990 | 11 | 27 | 24 | 7944 | 0 | 25.7
|  | 1990 | 11 | 28 | 1 | 7945 | 0 | 25.2
|  | 1990 | 11 | 28 | 2 | 7946 | 0 | 24.9
|  | 1990 | 11 | 28 | 3 | 7947 | 0 | 24.6
|  | 1990 | 11 | 28 | 4 | 7948 | 0 | 24.4
|  | 1990 | 11 | 28 | 5 | 7949 | 0 | 24.2
|  | 1990 | 11 | 28 | 6 | 7950 | 0 | 24.1
|  | 1990 | 11 | 28 | 7 | 7951 | 9 | 23.9
|  | 1990 | 11 | 28 | 8 | 7952 | 129 | 25.8
|  | 1990 | 11 | 28 | 9 | 7953 | 349 | 27.6
|  | 1990 | 11 | 28 | 10 | 7954 | 560 | 29.5
|  | 1990 | 11 | 28 | 11 | 7955 | 693 | 30.6
|  | 1990 | 11 | 28 | 12 | 7956 | 743 | 31.7
|  | 1990 | 11 | 28 | 13 | 7957 | 707 | 32.8
|  | 1990 | 11 | 28 | 14 | 7958 | 646 | 32.5
|  | 1990 | 11 | 28 | 15 | 7959 | 522 | 32.2
|  | 1990 | 11 | 28 | 16 | 7960 | 348 | 31.9
|  | 1990 | 11 | 28 | 17 | 7961 | 157 | 31.1
|  | 1990 | 11 | 28 | 18 | 7962 | 16 | 30.4
|  | 1990 | 11 | 28 | 19 | 7963 | 0 | 29.6
|  | 1990 | 11 | 28 | 20 | 7964 | 0 | 28.7
|  | 1990 | 11 | 28 | 21 | 7965 | 0 | 27.9
|  | 1990 | 11 | 28 | 22 | 7966 | 0 | 27
|  | 1990 | 11 | 28 | 23 | 7967 | 0 | 26.2
|  | 1990 | 11 | 28 | 24 | 7968 | 0 | 25.4
|  | 1990 | 11 | 29 | 1 | 7969 | 0 | 24.6
|  | 1990 | 11 | 29 | 2 | 7970 | 0 | 24.4
|  | 1990 | 11 | 29 | 3 | 7971 | 0 | 24.2
|  | 1990 | 11 | 29 | 4 | 7972 | 0 | 24
|  | 1990 | 11 | 29 | 5 | 7973 | 0 | 23.7
|  | 1990 | 11 | 29 | 6 | 7974 | 0 | 23.3
|  | 1990 | 11 | 29 | 7 | 7975 | 5 | 23
|  | 1990 | 11 | 29 | 8 | 7976 | 80 | 23.5
|  | 1990 | 11 | 29 | 9 | 7977 | 216 | 24
|  | 1990 | 11 | 29 | 10 | 7978 | 345 | 24
|  | 1990 | 11 | 29 | 11 | 7979 | 549 | 25.4
|  | 1990 | 11 | 29 | 12 | 7980 | 703 | 26.7
|  | 1990 | 11 | 29 | 13 | 7981 | 772 | 28.1
|  | 1990 | 11 | 29 | 14 | 7982 | 719 | 28.5
|  | 1990 | 11 | 29 | 15 | 7983 | 590 | 28.9
|  | 1990 | 11 | 29 | 16 | 7984 | 398 | 29.3
|  | 1990 | 11 | 29 | 17 | 7985 | 174 | 28.4
|  | 1990 | 11 | 29 | 18 | 7986 | 17 | 27.5
|  | 1990 | 11 | 29 | 19 | 7987 | 0 | 26.6
|  | 1990 | 11 | 29 | 20 | 7988 | 0 | 25.9
|  | 1990 | 11 | 29 | 21 | 7989 | 0 | 25.2
|  | 1990 | 11 | 29 | 22 | 7990 | 0 | 24.5
|  | 1990 | 11 | 29 | 23 | 7991 | 0 | 24
|  | 1990 | 11 | 29 | 24 | 7992 | 0 | 23.4
|  | 1990 | 11 | 30 | 1 | 7993 | 0 | 22.9
|  | 1990 | 11 | 30 | 2 | 7994 | 0 | 21.2
|  | 1990 | 11 | 30 | 3 | 7995 | 0 | 21.2
|  | 1990 | 11 | 30 | 4 | 7996 | 0 | 21.2
|  | 1990 | 11 | 30 | 5 | 7997 | 0 | 20.9
|  | 1990 | 11 | 30 | 6 | 7998 | 0 | 20.5
|  | 1990 | 11 | 30 | 7 | 7999 | 8 | 20.2
|  | 1990 | 11 | 30 | 8 | 8000 | 117 | 21.8
|  | 1990 | 11 | 30 | 9 | 8001 | 296 | 23.5
|  | 1990 | 11 | 30 | 10 | 8002 | 429 | 25.1
|  | 1990 | 11 | 30 | 11 | 8003 | 603 | 26.2
|  | 1990 | 11 | 30 | 12 | 8004 | 725 | 27.3
|  | 1990 | 11 | 30 | 13 | 8005 | 770 | 28.4
|  | 1990 | 11 | 30 | 14 | 8006 | 718 | 28.5
|  | 1990 | 11 | 30 | 15 | 8007 | 590 | 28.6
|  | 1990 | 11 | 30 | 16 | 8008 | 399 | 28.7
|  | 1990 | 11 | 30 | 17 | 8009 | 174 | 27.8
|  | 1990 | 11 | 30 | 18 | 8010 | 17 | 26.9
|  | 1990 | 11 | 30 | 19 | 8011 | 0 | 25.6
|  | 1990 | 11 | 30 | 20 | 8012 | 0 | 25
|  | 1990 | 11 | 30 | 21 | 8013 | 0 | 24.4
|  | 1990 | 11 | 30 | 22 | 8014 | 0 | 24.1
|  | 1990 | 11 | 30 | 23 | 8015 | 0 | 24.4
|  | 1990 | 11 | 30 | 24 | 8016 | 0 | 25.1
|  | 1995 | 12 | 1 | 1 | 8017 | 0 | 26.1
|  | 1995 | 12 | 1 | 2 | 8018 | 0 | 27.1
|  | 1995 | 12 | 1 | 3 | 8019 | 0 | 27.6
|  | 1995 | 12 | 1 | 4 | 8020 | 0 | 27.7
|  | 1995 | 12 | 1 | 5 | 8021 | 0 | 27.4
|  | 1995 | 12 | 1 | 6 | 8022 | 0 | 27.1
|  | 1995 | 12 | 1 | 7 | 8023 | 5 | 26.5
|  | 1995 | 12 | 1 | 8 | 8024 | 73 | 28
|  | 1995 | 12 | 1 | 9 | 8025 | 206 | 29.4
|  | 1995 | 12 | 1 | 10 | 8026 | 334 | 30.9
|  | 1995 | 12 | 1 | 11 | 8027 | 430 | 32
|  | 1995 | 12 | 1 | 12 | 8028 | 483 | 33.2
|  | 1995 | 12 | 1 | 13 | 8029 | 489 | 34.3
|  | 1995 | 12 | 1 | 14 | 8030 | 446 | 34.2
|  | 1995 | 12 | 1 | 15 | 8031 | 360 | 34.1
|  | 1995 | 12 | 1 | 16 | 8032 | 238 | 34
|  | 1995 | 12 | 1 | 17 | 8033 | 111 | 32.8
|  | 1995 | 12 | 1 | 18 | 8034 | 12 | 31.7
|  | 1995 | 12 | 1 | 19 | 8035 | 0 | 30.5
|  | 1995 | 12 | 1 | 20 | 8036 | 0 | 30.1
|  | 1995 | 12 | 1 | 21 | 8037 | 0 | 29.6
|  | 1995 | 12 | 1 | 22 | 8038 | 0 | 29.2
|  | 1995 | 12 | 1 | 23 | 8039 | 0 | 28.7
|  | 1995 | 12 | 1 | 24 | 8040 | 0 | 28.2
|  | 1995 | 12 | 2 | 1 | 8041 | 0 | 27.7
|  | 1995 | 12 | 2 | 2 | 8042 | 0 | 27.3
|  | 1995 | 12 | 2 | 3 | 8043 | 0 | 26.9
|  | 1995 | 12 | 2 | 4 | 8044 | 0 | 26.5
|  | 1995 | 12 | 2 | 5 | 8045 | 0 | 26.3
|  | 1995 | 12 | 2 | 6 | 8046 | 0 | 26.2
|  | 1995 | 12 | 2 | 7 | 8047 | 7 | 26
|  | 1995 | 12 | 2 | 8 | 8048 | 117 | 27.7
|  | 1995 | 12 | 2 | 9 | 8049 | 333 | 29.5
|  | 1995 | 12 | 2 | 10 | 8050 | 542 | 31.2
|  | 1995 | 12 | 2 | 11 | 8051 | 698 | 32.2
|  | 1995 | 12 | 2 | 12 | 8052 | 785 | 33.2
|  | 1995 | 12 | 2 | 13 | 8053 | 795 | 34.2
|  | 1995 | 12 | 2 | 14 | 8054 | 658 | 34.2
|  | 1995 | 12 | 2 | 15 | 8055 | 422 | 34.2
|  | 1995 | 12 | 2 | 16 | 8056 | 161 | 34.2
|  | 1995 | 12 | 2 | 17 | 8057 | 69 | 33.3
|  | 1995 | 12 | 2 | 18 | 8058 | 7 | 32.3
|  | 1995 | 12 | 2 | 19 | 8059 | 0 | 31.4
|  | 1995 | 12 | 2 | 20 | 8060 | 0 | 30.7
|  | 1995 | 12 | 2 | 21 | 8061 | 0 | 30.1
|  | 1995 | 12 | 2 | 22 | 8062 | 0 | 29.4
|  | 1995 | 12 | 2 | 23 | 8063 | 0 | 29.1
|  | 1995 | 12 | 2 | 24 | 8064 | 0 | 28.9
|  | 1995 | 12 | 3 | 1 | 8065 | 0 | 28.6
|  | 1995 | 12 | 3 | 2 | 8066 | 0 | 27.8
|  | 1995 | 12 | 3 | 3 | 8067 | 0 | 27.1
|  | 1995 | 12 | 3 | 4 | 8068 | 0 | 26.3
|  | 1995 | 12 | 3 | 5 | 8069 | 0 | 26.5
|  | 1995 | 12 | 3 | 6 | 8070 | 0 | 26.7
|  | 1995 | 12 | 3 | 7 | 8071 | 7 | 26.9
|  | 1995 | 12 | 3 | 8 | 8072 | 116 | 28.2
|  | 1995 | 12 | 3 | 9 | 8073 | 331 | 29.6
|  | 1995 | 12 | 3 | 10 | 8074 | 539 | 30.9
|  | 1995 | 12 | 3 | 11 | 8075 | 686 | 32.4
|  | 1995 | 12 | 3 | 12 | 8076 | 761 | 34
|  | 1995 | 12 | 3 | 13 | 8077 | 756 | 35.5
|  | 1995 | 12 | 3 | 14 | 8078 | 675 | 35.5
|  | 1995 | 12 | 3 | 15 | 8079 | 530 | 35.5
|  | 1995 | 12 | 3 | 16 | 8080 | 340 | 35.5
|  | 1995 | 12 | 3 | 17 | 8081 | 146 | 34.6
|  | 1995 | 12 | 3 | 18 | 8082 | 14 | 33.7
|  | 1995 | 12 | 3 | 19 | 8083 | 0 | 32.8
|  | 1995 | 12 | 3 | 20 | 8084 | 0 | 32
|  | 1995 | 12 | 3 | 21 | 8085 | 0 | 31.1
|  | 1995 | 12 | 3 | 22 | 8086 | 0 | 30.2
|  | 1995 | 12 | 3 | 23 | 8087 | 0 | 29.8
|  | 1995 | 12 | 3 | 24 | 8088 | 0 | 29.4
|  | 1995 | 12 | 4 | 1 | 8089 | 0 | 29
|  | 1995 | 12 | 4 | 2 | 8090 | 0 | 28.5
|  | 1995 | 12 | 4 | 3 | 8091 | 0 | 28
|  | 1995 | 12 | 4 | 4 | 8092 | 0 | 27.4
|  | 1995 | 12 | 4 | 5 | 8093 | 0 | 27.2
|  | 1995 | 12 | 4 | 6 | 8094 | 0 | 27
|  | 1995 | 12 | 4 | 7 | 8095 | 7 | 26.4
|  | 1995 | 12 | 4 | 8 | 8096 | 114 | 26
|  | 1995 | 12 | 4 | 9 | 8097 | 328 | 28.3
|  | 1995 | 12 | 4 | 10 | 8098 | 536 | 30.6
|  | 1995 | 12 | 4 | 11 | 8099 | 693 | 31.5
|  | 1995 | 12 | 4 | 12 | 8100 | 780 | 32.4
|  | 1995 | 12 | 4 | 13 | 8101 | 791 | 33.3
|  | 1995 | 12 | 4 | 14 | 8102 | 724 | 33.6
|  | 1995 | 12 | 4 | 15 | 8103 | 585 | 34
|  | 1995 | 12 | 4 | 16 | 8104 | 388 | 34.3
|  | 1995 | 12 | 4 | 17 | 8105 | 163 | 33.8
|  | 1995 | 12 | 4 | 18 | 8106 | 15 | 33.2
|  | 1995 | 12 | 4 | 19 | 8107 | 0 | 32.7
|  | 1995 | 12 | 4 | 20 | 8108 | 0 | 32
|  | 1995 | 12 | 4 | 21 | 8109 | 0 | 31.4
|  | 1995 | 12 | 4 | 22 | 8110 | 0 | 30.7
|  | 1995 | 12 | 4 | 23 | 8111 | 0 | 30.1
|  | 1995 | 12 | 4 | 24 | 8112 | 0 | 29.6
|  | 1995 | 12 | 5 | 1 | 8113 | 0 | 29
|  | 1995 | 12 | 5 | 2 | 8114 | 0 | 28.3
|  | 1995 | 12 | 5 | 3 | 8115 | 0 | 27.5
|  | 1995 | 12 | 5 | 4 | 8116 | 0 | 26.8
|  | 1995 | 12 | 5 | 5 | 8117 | 0 | 26.7
|  | 1995 | 12 | 5 | 6 | 8118 | 0 | 26.5
|  | 1995 | 12 | 5 | 7 | 8119 | 5 | 26.4
|  | 1995 | 12 | 5 | 8 | 8120 | 94 | 27.7
|  | 1995 | 12 | 5 | 9 | 8121 | 296 | 29.1
|  | 1995 | 12 | 5 | 10 | 8122 | 509 | 30.4
|  | 1995 | 12 | 5 | 11 | 8123 | 659 | 31.1
|  | 1995 | 12 | 5 | 12 | 8124 | 743 | 31.9
|  | 1995 | 12 | 5 | 13 | 8125 | 754 | 32.6
|  | 1995 | 12 | 5 | 14 | 8126 | 690 | 33.4
|  | 1995 | 12 | 5 | 15 | 8127 | 557 | 34.1
|  | 1995 | 12 | 5 | 16 | 8128 | 370 | 34.9
|  | 1995 | 12 | 5 | 17 | 8129 | 152 | 33.9
|  | 1995 | 12 | 5 | 18 | 8130 | 14 | 33
|  | 1995 | 12 | 5 | 19 | 8131 | 0 | 32
|  | 1995 | 12 | 5 | 20 | 8132 | 0 | 31.3
|  | 1995 | 12 | 5 | 21 | 8133 | 0 | 30.6
|  | 1995 | 12 | 5 | 22 | 8134 | 0 | 29.9
|  | 1995 | 12 | 5 | 23 | 8135 | 0 | 29.4
|  | 1995 | 12 | 5 | 24 | 8136 | 0 | 29
|  | 1995 | 12 | 6 | 1 | 8137 | 0 | 27.8
|  | 1995 | 12 | 6 | 2 | 8138 | 0 | 27.1
|  | 1995 | 12 | 6 | 3 | 8139 | 0 | 26.5
|  | 1995 | 12 | 6 | 4 | 8140 | 0 | 25.8
|  | 1995 | 12 | 6 | 5 | 8141 | 0 | 25.5
|  | 1995 | 12 | 6 | 6 | 8142 | 0 | 25.1
|  | 1995 | 12 | 6 | 7 | 8143 | 6 | 24.8
|  | 1995 | 12 | 6 | 8 | 8144 | 112 | 26.2
|  | 1995 | 12 | 6 | 9 | 8145 | 331 | 27.6
|  | 1995 | 12 | 6 | 10 | 8146 | 548 | 29
|  | 1995 | 12 | 6 | 11 | 8147 | 713 | 29.7
|  | 1995 | 12 | 6 | 12 | 8148 | 807 | 30.5
|  | 1995 | 12 | 6 | 13 | 8149 | 821 | 31.2
|  | 1995 | 12 | 6 | 14 | 8150 | 747 | 32
|  | 1995 | 12 | 6 | 15 | 8151 | 598 | 32.7
|  | 1995 | 12 | 6 | 16 | 8152 | 389 | 33.5
|  | 1995 | 12 | 6 | 17 | 8153 | 169 | 32.3
|  | 1995 | 12 | 6 | 18 | 8154 | 17 | 31.2
|  | 1995 | 12 | 6 | 19 | 8155 | 0 | 30
|  | 1995 | 12 | 6 | 20 | 8156 | 0 | 29.1
|  | 1995 | 12 | 6 | 21 | 8157 | 0 | 28.3
|  | 1995 | 12 | 6 | 22 | 8158 | 0 | 27.4
|  | 1995 | 12 | 6 | 23 | 8159 | 0 | 26.7
|  | 1995 | 12 | 6 | 24 | 8160 | 0 | 26.1
|  | 1995 | 12 | 7 | 1 | 8161 | 0 | 25.4
|  | 1995 | 12 | 7 | 2 | 8162 | 0 | 24.8
|  | 1995 | 12 | 7 | 3 | 8163 | 0 | 24.1
|  | 1995 | 12 | 7 | 4 | 8164 | 0 | 23.5
|  | 1995 | 12 | 7 | 5 | 8165 | 0 | 23
|  | 1995 | 12 | 7 | 6 | 8166 | 0 | 22.5
|  | 1995 | 12 | 7 | 7 | 8167 | 6 | 22
|  | 1995 | 12 | 7 | 8 | 8168 | 111 | 23.3
|  | 1995 | 12 | 7 | 9 | 8169 | 326 | 24.7
|  | 1995 | 12 | 7 | 10 | 8170 | 533 | 26
|  | 1995 | 12 | 7 | 11 | 8171 | 691 | 27.2
|  | 1995 | 12 | 7 | 12 | 8172 | 781 | 28.4
|  | 1995 | 12 | 7 | 13 | 8173 | 792 | 29.6
|  | 1995 | 12 | 7 | 14 | 8174 | 717 | 29.9
|  | 1995 | 12 | 7 | 15 | 8175 | 571 | 30.1
|  | 1995 | 12 | 7 | 16 | 8176 | 373 | 30.4
|  | 1995 | 12 | 7 | 17 | 8177 | 162 | 29.4
|  | 1995 | 12 | 7 | 18 | 8178 | 16 | 28.5
|  | 1995 | 12 | 7 | 19 | 8179 | 0 | 27.5
|  | 1995 | 12 | 7 | 20 | 8180 | 0 | 26.7
|  | 1995 | 12 | 7 | 21 | 8181 | 0 | 25.9
|  | 1995 | 12 | 7 | 22 | 8182 | 0 | 25.1
|  | 1995 | 12 | 7 | 23 | 8183 | 0 | 24.6
|  | 1995 | 12 | 7 | 24 | 8184 | 0 | 24
|  | 1995 | 12 | 8 | 1 | 8185 | 0 | 23.5
|  | 1995 | 12 | 8 | 2 | 8186 | 0 | 22.5
|  | 1995 | 12 | 8 | 3 | 8187 | 0 | 21.4
|  | 1995 | 12 | 8 | 4 | 8188 | 0 | 20.4
|  | 1995 | 12 | 8 | 5 | 8189 | 0 | 20.3
|  | 1995 | 12 | 8 | 6 | 8190 | 0 | 20.3
|  | 1995 | 12 | 8 | 7 | 8191 | 6 | 20.2
|  | 1995 | 12 | 8 | 8 | 8192 | 99 | 21.2
|  | 1995 | 12 | 8 | 9 | 8193 | 291 | 22.1
|  | 1995 | 12 | 8 | 10 | 8194 | 466 | 23.1
|  | 1995 | 12 | 8 | 11 | 8195 | 583 | 24.4
|  | 1995 | 12 | 8 | 12 | 8196 | 631 | 25.7
|  | 1995 | 12 | 8 | 13 | 8197 | 608 | 27
|  | 1995 | 12 | 8 | 14 | 8198 | 615 | 27.8
|  | 1995 | 12 | 8 | 15 | 8199 | 535 | 28.5
|  | 1995 | 12 | 8 | 16 | 8200 | 374 | 29.3
|  | 1995 | 12 | 8 | 17 | 8201 | 159 | 28.1
|  | 1995 | 12 | 8 | 18 | 8202 | 16 | 26.9
|  | 1995 | 12 | 8 | 19 | 8203 | 0 | 25.7
|  | 1995 | 12 | 8 | 20 | 8204 | 0 | 25.2
|  | 1995 | 12 | 8 | 21 | 8205 | 0 | 24.6
|  | 1995 | 12 | 8 | 22 | 8206 | 0 | 24.1
|  | 1995 | 12 | 8 | 23 | 8207 | 0 | 23.6
|  | 1995 | 12 | 8 | 24 | 8208 | 0 | 23
|  | 1995 | 12 | 9 | 1 | 8209 | 0 | 22.5
|  | 1995 | 12 | 9 | 2 | 8210 | 0 | 22.1
|  | 1995 | 12 | 9 | 3 | 8211 | 0 | 21.8
|  | 1995 | 12 | 9 | 4 | 8212 | 0 | 21.4
|  | 1995 | 12 | 9 | 5 | 8213 | 0 | 21.1
|  | 1995 | 12 | 9 | 6 | 8214 | 0 | 20.7
|  | 1995 | 12 | 9 | 7 | 8215 | 6 | 20.4
|  | 1995 | 12 | 9 | 8 | 8216 | 108 | 22.3
|  | 1995 | 12 | 9 | 9 | 8217 | 327 | 24.2
|  | 1995 | 12 | 9 | 10 | 8218 | 543 | 26.1
|  | 1995 | 12 | 9 | 11 | 8219 | 696 | 27.3
|  | 1995 | 12 | 9 | 12 | 8220 | 769 | 28.5
|  | 1995 | 12 | 9 | 13 | 8221 | 754 | 29.7
|  | 1995 | 12 | 9 | 14 | 8222 | 692 | 30.2
|  | 1995 | 12 | 9 | 15 | 8223 | 560 | 30.8
|  | 1995 | 12 | 9 | 16 | 8224 | 373 | 31.3
|  | 1995 | 12 | 9 | 17 | 8225 | 155 | 30.1
|  | 1995 | 12 | 9 | 18 | 8226 | 15 | 29
|  | 1995 | 12 | 9 | 19 | 8227 | 0 | 27.8
|  | 1995 | 12 | 9 | 20 | 8228 | 0 | 27
|  | 1995 | 12 | 9 | 21 | 8229 | 0 | 26.3
|  | 1995 | 12 | 9 | 22 | 8230 | 0 | 25.5
|  | 1995 | 12 | 9 | 23 | 8231 | 0 | 25.2
|  | 1995 | 12 | 9 | 24 | 8232 | 0 | 24.8
|  | 1995 | 12 | 10 | 1 | 8233 | 0 | 24.5
|  | 1995 | 12 | 10 | 2 | 8234 | 0 | 24
|  | 1995 | 12 | 10 | 3 | 8235 | 0 | 24
|  | 1995 | 12 | 10 | 4 | 8236 | 0 | 24
|  | 1995 | 12 | 10 | 5 | 8237 | 0 | 24
|  | 1995 | 12 | 10 | 6 | 8238 | 0 | 24
|  | 1995 | 12 | 10 | 7 | 8239 | 2 | 22.4
|  | 1995 | 12 | 10 | 8 | 8240 | 42 | 22.9
|  | 1995 | 12 | 10 | 9 | 8241 | 130 | 23.5
|  | 1995 | 12 | 10 | 10 | 8242 | 216 | 24
|  | 1995 | 12 | 10 | 11 | 8243 | 282 | 24.7
|  | 1995 | 12 | 10 | 12 | 8244 | 319 | 25.3
|  | 1995 | 12 | 10 | 13 | 8245 | 325 | 26
|  | 1995 | 12 | 10 | 14 | 8246 | 299 | 26
|  | 1995 | 12 | 10 | 15 | 8247 | 242 | 26
|  | 1995 | 12 | 10 | 16 | 8248 | 162 | 26
|  | 1995 | 12 | 10 | 17 | 8249 | 71 | 25
|  | 1995 | 12 | 10 | 18 | 8250 | 7 | 25
|  | 1995 | 12 | 10 | 19 | 8251 | 0 | 25
|  | 1995 | 12 | 10 | 20 | 8252 | 0 | 24.5
|  | 1995 | 12 | 10 | 21 | 8253 | 0 | 23.9
|  | 1995 | 12 | 10 | 22 | 8254 | 0 | 23.4
|  | 1995 | 12 | 10 | 23 | 8255 | 0 | 23.3
|  | 1995 | 12 | 10 | 24 | 8256 | 0 | 23.1
|  | 1995 | 12 | 11 | 1 | 8257 | 0 | 23
|  | 1995 | 12 | 11 | 2 | 8258 | 0 | 22.9
|  | 1995 | 12 | 11 | 3 | 8259 | 0 | 22.7
|  | 1995 | 12 | 11 | 4 | 8260 | 0 | 22.6
|  | 1995 | 12 | 11 | 5 | 8261 | 0 | 22.5
|  | 1995 | 12 | 11 | 6 | 8262 | 0 | 22.5
|  | 1995 | 12 | 11 | 7 | 8263 | 3 | 22.4
|  | 1995 | 12 | 11 | 8 | 8264 | 62 | 23.5
|  | 1995 | 12 | 11 | 9 | 8265 | 191 | 24.5
|  | 1995 | 12 | 11 | 10 | 8266 | 319 | 25.6
|  | 1995 | 12 | 11 | 11 | 8267 | 375 | 26.4
|  | 1995 | 12 | 11 | 12 | 8268 | 374 | 27.1
|  | 1995 | 12 | 11 | 13 | 8269 | 325 | 27.9
|  | 1995 | 12 | 11 | 14 | 8270 | 298 | 28.4
|  | 1995 | 12 | 11 | 15 | 8271 | 242 | 28.9
|  | 1995 | 12 | 11 | 16 | 8272 | 162 | 29.4
|  | 1995 | 12 | 11 | 17 | 8273 | 71 | 28.4
|  | 1995 | 12 | 11 | 18 | 8274 | 7 | 27.5
|  | 1995 | 12 | 11 | 19 | 8275 | 0 | 26.5
|  | 1995 | 12 | 11 | 20 | 8276 | 0 | 26.1
|  | 1995 | 12 | 11 | 21 | 8277 | 0 | 25.8
|  | 1995 | 12 | 11 | 22 | 8278 | 0 | 25.4
|  | 1995 | 12 | 11 | 23 | 8279 | 0 | 25
|  | 1995 | 12 | 11 | 24 | 8280 | 0 | 24.5
|  | 1995 | 12 | 12 | 1 | 8281 | 0 | 24.1
|  | 1995 | 12 | 12 | 2 | 8282 | 0 | 23.6
|  | 1995 | 12 | 12 | 3 | 8283 | 0 | 23.2
|  | 1995 | 12 | 12 | 4 | 8284 | 0 | 22.7
|  | 1995 | 12 | 12 | 5 | 8285 | 0 | 22.7
|  | 1995 | 12 | 12 | 6 | 8286 | 0 | 22.6
|  | 1995 | 12 | 12 | 7 | 8287 | 4 | 22.6
|  | 1995 | 12 | 12 | 8 | 8288 | 92 | 24.3
|  | 1995 | 12 | 12 | 9 | 8289 | 300 | 26.1
|  | 1995 | 12 | 12 | 10 | 8290 | 517 | 27.8
|  | 1995 | 12 | 12 | 11 | 8291 | 657 | 29.1
|  | 1995 | 12 | 12 | 12 | 8292 | 715 | 30.5
|  | 1995 | 12 | 12 | 13 | 8293 | 687 | 31.8
|  | 1995 | 12 | 12 | 14 | 8294 | 631 | 32.1
|  | 1995 | 12 | 12 | 15 | 8295 | 513 | 32.3
|  | 1995 | 12 | 12 | 16 | 8296 | 343 | 32.6
|  | 1995 | 12 | 12 | 17 | 8297 | 152 | 31.6
|  | 1995 | 12 | 12 | 18 | 8298 | 16 | 30.6
|  | 1995 | 12 | 12 | 19 | 8299 | 0 | 29.6
|  | 1995 | 12 | 12 | 20 | 8300 | 0 | 29.2
|  | 1995 | 12 | 12 | 21 | 8301 | 0 | 28.8
|  | 1995 | 12 | 12 | 22 | 8302 | 0 | 28.4
|  | 1995 | 12 | 12 | 23 | 8303 | 0 | 27.8
|  | 1995 | 12 | 12 | 24 | 8304 | 0 | 27.1
|  | 1995 | 12 | 13 | 1 | 8305 | 0 | 26.5
|  | 1995 | 12 | 13 | 2 | 8306 | 0 | 26.2
|  | 1995 | 12 | 13 | 3 | 8307 | 0 | 25.9
|  | 1995 | 12 | 13 | 4 | 8308 | 0 | 25.6
|  | 1995 | 12 | 13 | 5 | 8309 | 0 | 25.5
|  | 1995 | 12 | 13 | 6 | 8310 | 0 | 25.4
|  | 1995 | 12 | 13 | 7 | 8311 | 4 | 25.3
|  | 1995 | 12 | 13 | 8 | 8312 | 94 | 26.4
|  | 1995 | 12 | 13 | 9 | 8313 | 302 | 27.6
|  | 1995 | 12 | 13 | 10 | 8314 | 515 | 28.7
|  | 1995 | 12 | 13 | 11 | 8315 | 655 | 29.8
|  | 1995 | 12 | 13 | 12 | 8316 | 713 | 30.9
|  | 1995 | 12 | 13 | 13 | 8317 | 685 | 32
|  | 1995 | 12 | 13 | 14 | 8318 | 607 | 32.3
|  | 1995 | 12 | 13 | 15 | 8319 | 473 | 32.5
|  | 1995 | 12 | 13 | 16 | 8320 | 301 | 32.8
|  | 1995 | 12 | 13 | 17 | 8321 | 134 | 31.9
|  | 1995 | 12 | 13 | 18 | 8322 | 14 | 31.1
|  | 1995 | 12 | 13 | 19 | 8323 | 0 | 30.2
|  | 1995 | 12 | 13 | 20 | 8324 | 0 | 29.8
|  | 1995 | 12 | 13 | 21 | 8325 | 0 | 29.4
|  | 1995 | 12 | 13 | 22 | 8326 | 0 | 29
|  | 1995 | 12 | 13 | 23 | 8327 | 0 | 28.5
|  | 1995 | 12 | 13 | 24 | 8328 | 0 | 28.1
|  | 1995 | 12 | 14 | 1 | 8329 | 0 | 27.6
|  | 1995 | 12 | 14 | 2 | 8330 | 0 | 27.2
|  | 1995 | 12 | 14 | 3 | 8331 | 0 | 26.9
|  | 1995 | 12 | 14 | 4 | 8332 | 0 | 26.5
|  | 1995 | 12 | 14 | 5 | 8333 | 0 | 26.3
|  | 1995 | 12 | 14 | 6 | 8334 | 0 | 26.2
|  | 1995 | 12 | 14 | 7 | 8335 | 4 | 26
|  | 1995 | 12 | 14 | 8 | 8336 | 91 | 27.8
|  | 1995 | 12 | 14 | 9 | 8337 | 290 | 29.5
|  | 1995 | 12 | 14 | 10 | 8338 | 488 | 31.3
|  | 1995 | 12 | 14 | 11 | 8339 | 641 | 32.4
|  | 1995 | 12 | 14 | 12 | 8340 | 729 | 33.6
|  | 1995 | 12 | 14 | 13 | 8341 | 745 | 34.7
|  | 1995 | 12 | 14 | 14 | 8342 | 700 | 34.6
|  | 1995 | 12 | 14 | 15 | 8343 | 579 | 34.5
|  | 1995 | 12 | 14 | 16 | 8344 | 394 | 34.4
|  | 1995 | 12 | 14 | 17 | 8345 | 173 | 33.7
|  | 1995 | 12 | 14 | 18 | 8346 | 18 | 33
|  | 1995 | 12 | 14 | 19 | 8347 | 0 | 31.7
|  | 1995 | 12 | 14 | 20 | 8348 | 0 | 30.9
|  | 1995 | 12 | 14 | 21 | 8349 | 0 | 30
|  | 1995 | 12 | 14 | 22 | 8350 | 0 | 29.2
|  | 1995 | 12 | 14 | 23 | 8351 | 0 | 28.6
|  | 1995 | 12 | 14 | 24 | 8352 | 0 | 28.1
|  | 1995 | 12 | 15 | 1 | 8353 | 0 | 27.5
|  | 1995 | 12 | 15 | 2 | 8354 | 0 | 27.1
|  | 1995 | 12 | 15 | 3 | 8355 | 0 | 26.7
|  | 1995 | 12 | 15 | 4 | 8356 | 0 | 26.3
|  | 1995 | 12 | 15 | 5 | 8357 | 0 | 26.2
|  | 1995 | 12 | 15 | 6 | 8358 | 0 | 26.1
|  | 1995 | 12 | 15 | 7 | 8359 | 3 | 26
|  | 1995 | 12 | 15 | 8 | 8360 | 58 | 26.9
|  | 1995 | 12 | 15 | 9 | 8361 | 186 | 27.7
|  | 1995 | 12 | 15 | 10 | 8362 | 314 | 28.6
|  | 1995 | 12 | 15 | 11 | 8363 | 484 | 29.9
|  | 1995 | 12 | 15 | 12 | 8364 | 617 | 31.3
|  | 1995 | 12 | 15 | 13 | 8365 | 685 | 32.6
|  | 1995 | 12 | 15 | 14 | 8366 | 608 | 32.5
|  | 1995 | 12 | 15 | 15 | 8367 | 474 | 32.4
|  | 1995 | 12 | 15 | 16 | 8368 | 302 | 32.3
|  | 1995 | 12 | 15 | 17 | 8369 | 135 | 31.4
|  | 1995 | 12 | 15 | 18 | 8370 | 15 | 30.6
|  | 1995 | 12 | 15 | 19 | 8371 | 0 | 29.7
|  | 1995 | 12 | 15 | 20 | 8372 | 0 | 29.1
|  | 1995 | 12 | 15 | 21 | 8373 | 0 | 28.5
|  | 1995 | 12 | 15 | 22 | 8374 | 0 | 27.9
|  | 1995 | 12 | 15 | 23 | 8375 | 0 | 27.7
|  | 1995 | 12 | 15 | 24 | 8376 | 0 | 27.4
|  | 1995 | 12 | 16 | 1 | 8377 | 0 | 27.2
|  | 1995 | 12 | 16 | 2 | 8378 | 0 | 26.9
|  | 1995 | 12 | 16 | 3 | 8379 | 0 | 26.5
|  | 1995 | 12 | 16 | 4 | 8380 | 0 | 26.2
|  | 1995 | 12 | 16 | 5 | 8381 | 0 | 25.8
|  | 1995 | 12 | 16 | 6 | 8382 | 0 | 25.4
|  | 1995 | 12 | 16 | 7 | 8383 | 3 | 25
|  | 1995 | 12 | 16 | 8 | 8384 | 62 | 26.3
|  | 1995 | 12 | 16 | 9 | 8385 | 217 | 27.5
|  | 1995 | 12 | 16 | 10 | 8386 | 391 | 28.8
|  | 1995 | 12 | 16 | 11 | 8387 | 542 | 29.7
|  | 1995 | 12 | 16 | 12 | 8388 | 646 | 30.6
|  | 1995 | 12 | 16 | 13 | 8389 | 686 | 31.5
|  | 1995 | 12 | 16 | 14 | 8390 | 653 | 31.5
|  | 1995 | 12 | 16 | 15 | 8391 | 548 | 31.6
|  | 1995 | 12 | 16 | 16 | 8392 | 378 | 31.6
|  | 1995 | 12 | 16 | 17 | 8393 | 173 | 30.8
|  | 1995 | 12 | 16 | 18 | 8394 | 19 | 29.9
|  | 1995 | 12 | 16 | 19 | 8395 | 0 | 29.1
|  | 1995 | 12 | 16 | 20 | 8396 | 0 | 28.6
|  | 1995 | 12 | 16 | 21 | 8397 | 0 | 28
|  | 1995 | 12 | 16 | 22 | 8398 | 0 | 27.5
|  | 1995 | 12 | 16 | 23 | 8399 | 0 | 26.8
|  | 1995 | 12 | 16 | 24 | 8400 | 0 | 26
|  | 1995 | 12 | 17 | 1 | 8401 | 0 | 25.3
|  | 1995 | 12 | 17 | 2 | 8402 | 0 | 24.6
|  | 1995 | 12 | 17 | 3 | 8403 | 0 | 23.9
|  | 1995 | 12 | 17 | 4 | 8404 | 0 | 23.2
|  | 1995 | 12 | 17 | 5 | 8405 | 0 | 22.6
|  | 1995 | 12 | 17 | 6 | 8406 | 0 | 22.1
|  | 1995 | 12 | 17 | 7 | 8407 | 4 | 21.5
|  | 1995 | 12 | 17 | 8 | 8408 | 89 | 22.6
|  | 1995 | 12 | 17 | 9 | 8409 | 280 | 23.7
|  | 1995 | 12 | 17 | 10 | 8410 | 449 | 24.8
|  | 1995 | 12 | 17 | 11 | 8411 | 611 | 25.7
|  | 1995 | 12 | 17 | 12 | 8412 | 716 | 26.6
|  | 1995 | 12 | 17 | 13 | 8413 | 750 | 27.5
|  | 1995 | 12 | 17 | 14 | 8414 | 692 | 28.2
|  | 1995 | 12 | 17 | 15 | 8415 | 565 | 28.8
|  | 1995 | 12 | 17 | 16 | 8416 | 382 | 29.5
|  | 1995 | 12 | 17 | 17 | 8417 | 172 | 28.5
|  | 1995 | 12 | 17 | 18 | 8418 | 19 | 27.6
|  | 1995 | 12 | 17 | 19 | 8419 | 0 | 26.6
|  | 1995 | 12 | 17 | 20 | 8420 | 0 | 25.7
|  | 1995 | 12 | 17 | 21 | 8421 | 0 | 24.8
|  | 1995 | 12 | 17 | 22 | 8422 | 0 | 23.9
|  | 1995 | 12 | 17 | 23 | 8423 | 0 | 23.4
|  | 1995 | 12 | 17 | 24 | 8424 | 0 | 22.9
|  | 1995 | 12 | 18 | 1 | 8425 | 0 | 22.4
|  | 1995 | 12 | 18 | 2 | 8426 | 0 | 21.5
|  | 1995 | 12 | 18 | 3 | 8427 | 0 | 20.7
|  | 1995 | 12 | 18 | 4 | 8428 | 0 | 19.8
|  | 1995 | 12 | 18 | 5 | 8429 | 0 | 19.3
|  | 1995 | 12 | 18 | 6 | 8430 | 0 | 18.8
|  | 1995 | 12 | 18 | 7 | 8431 | 4 | 18.3
|  | 1995 | 12 | 18 | 8 | 8432 | 91 | 19.7
|  | 1995 | 12 | 18 | 9 | 8433 | 300 | 21.1
|  | 1995 | 12 | 18 | 10 | 8434 | 511 | 22.5
|  | 1995 | 12 | 18 | 11 | 8435 | 682 | 23
|  | 1995 | 12 | 18 | 12 | 8436 | 784 | 24.6
|  | 1995 | 12 | 18 | 13 | 8437 | 808 | 26.2
|  | 1995 | 12 | 18 | 14 | 8438 | 746 | 27
|  | 1995 | 12 | 18 | 15 | 8439 | 610 | 27.7
|  | 1995 | 12 | 18 | 16 | 8440 | 412 | 28.5
|  | 1995 | 12 | 18 | 17 | 8441 | 186 | 27.8
|  | 1995 | 12 | 18 | 18 | 8442 | 20 | 27.1
|  | 1995 | 12 | 18 | 19 | 8443 | 0 | 26.4
|  | 1995 | 12 | 18 | 20 | 8444 | 0 | 25.6
|  | 1995 | 12 | 18 | 21 | 8445 | 0 | 24.8
|  | 1995 | 12 | 18 | 22 | 8446 | 0 | 24
|  | 1995 | 12 | 18 | 23 | 8447 | 0 | 23.3
|  | 1995 | 12 | 18 | 24 | 8448 | 0 | 22.7
|  | 1995 | 12 | 19 | 1 | 8449 | 0 | 22
|  | 1995 | 12 | 19 | 2 | 8450 | 0 | 21.3
|  | 1995 | 12 | 19 | 3 | 8451 | 0 | 20.7
|  | 1995 | 12 | 19 | 4 | 8452 | 0 | 20
|  | 1995 | 12 | 19 | 5 | 8453 | 0 | 20.1
|  | 1995 | 12 | 19 | 6 | 8454 | 0 | 20.1
|  | 1995 | 12 | 19 | 7 | 8455 | 4 | 20.2
|  | 1995 | 12 | 19 | 8 | 8456 | 90 | 21.5
|  | 1995 | 12 | 19 | 9 | 8457 | 303 | 22.7
|  | 1995 | 12 | 19 | 10 | 8458 | 521 | 24
|  | 1995 | 12 | 19 | 11 | 8459 | 688 | 25.2
|  | 1995 | 12 | 19 | 12 | 8460 | 786 | 26.3
|  | 1995 | 12 | 19 | 13 | 8461 | 805 | 27.5
|  | 1995 | 12 | 19 | 14 | 8462 | 742 | 28.3
|  | 1995 | 12 | 19 | 15 | 8463 | 606 | 29
|  | 1995 | 12 | 19 | 16 | 8464 | 410 | 29.8
|  | 1995 | 12 | 19 | 17 | 8465 | 185 | 28.7
|  | 1995 | 12 | 19 | 18 | 8466 | 20 | 27.7
|  | 1995 | 12 | 19 | 19 | 8467 | 0 | 26.6
|  | 1995 | 12 | 19 | 20 | 8468 | 0 | 25.8
|  | 1995 | 12 | 19 | 21 | 8469 | 0 | 24.9
|  | 1995 | 12 | 19 | 22 | 8470 | 0 | 24.1
|  | 1995 | 12 | 19 | 23 | 8471 | 0 | 23.4
|  | 1995 | 12 | 19 | 24 | 8472 | 0 | 22.7
|  | 1995 | 12 | 20 | 1 | 8473 | 0 | 22
|  | 1995 | 12 | 20 | 2 | 8474 | 0 | 21.7
|  | 1995 | 12 | 20 | 3 | 8475 | 0 | 21.3
|  | 1995 | 12 | 20 | 4 | 8476 | 0 | 21
|  | 1995 | 12 | 20 | 5 | 8477 | 0 | 20.7
|  | 1995 | 12 | 20 | 6 | 8478 | 0 | 20.4
|  | 1995 | 12 | 20 | 7 | 8479 | 3 | 20.1
|  | 1995 | 12 | 20 | 8 | 8480 | 88 | 21.8
|  | 1995 | 12 | 20 | 9 | 8481 | 296 | 23.4
|  | 1995 | 12 | 20 | 10 | 8482 | 507 | 25.1
|  | 1995 | 12 | 20 | 11 | 8483 | 671 | 26.7
|  | 1995 | 12 | 20 | 12 | 8484 | 767 | 28.2
|  | 1995 | 12 | 20 | 13 | 8485 | 786 | 29.8
|  | 1995 | 12 | 20 | 14 | 8486 | 728 | 30.5
|  | 1995 | 12 | 20 | 15 | 8487 | 597 | 31.3
|  | 1995 | 12 | 20 | 16 | 8488 | 405 | 32
|  | 1995 | 12 | 20 | 17 | 8489 | 185 | 30.6
|  | 1995 | 12 | 20 | 18 | 8490 | 21 | 29.2
|  | 1995 | 12 | 20 | 19 | 8491 | 0 | 27.8
|  | 1995 | 12 | 20 | 20 | 8492 | 0 | 27
|  | 1995 | 12 | 20 | 21 | 8493 | 0 | 26.2
|  | 1995 | 12 | 20 | 22 | 8494 | 0 | 25.4
|  | 1995 | 12 | 20 | 23 | 8495 | 0 | 25.1
|  | 1995 | 12 | 20 | 24 | 8496 | 0 | 24.7
|  | 1995 | 12 | 21 | 1 | 8497 | 0 | 24.4
|  | 1995 | 12 | 21 | 2 | 8498 | 0 | 24.1
|  | 1995 | 12 | 21 | 3 | 8499 | 0 | 23.9
|  | 1995 | 12 | 21 | 4 | 8500 | 0 | 23.6
|  | 1995 | 12 | 21 | 5 | 8501 | 0 | 23.7
|  | 1995 | 12 | 21 | 6 | 8502 | 0 | 23.7
|  | 1995 | 12 | 21 | 7 | 8503 | 2 | 23.8
|  | 1995 | 12 | 21 | 8 | 8504 | 53 | 24.5
|  | 1995 | 12 | 21 | 9 | 8505 | 180 | 25.3
|  | 1995 | 12 | 21 | 10 | 8506 | 310 | 26
|  | 1995 | 12 | 21 | 11 | 8507 | 448 | 27.5
|  | 1995 | 12 | 21 | 12 | 8508 | 552 | 28.9
|  | 1995 | 12 | 21 | 13 | 8509 | 602 | 30.4
|  | 1995 | 12 | 21 | 14 | 8510 | 615 | 30.9
|  | 1995 | 12 | 21 | 15 | 8511 | 541 | 31.5
|  | 1995 | 12 | 21 | 16 | 8512 | 387 | 32
|  | 1995 | 12 | 21 | 17 | 8513 | 169 | 30.9
|  | 1995 | 12 | 21 | 18 | 8514 | 18 | 29.9
|  | 1995 | 12 | 21 | 19 | 8515 | 0 | 28.8
|  | 1995 | 12 | 21 | 20 | 8516 | 0 | 28.2
|  | 1995 | 12 | 21 | 21 | 8517 | 0 | 27.6
|  | 1995 | 12 | 21 | 22 | 8518 | 0 | 27
|  | 1995 | 12 | 21 | 23 | 8519 | 0 | 26.5
|  | 1995 | 12 | 21 | 24 | 8520 | 0 | 25.9
|  | 1995 | 12 | 22 | 1 | 8521 | 0 | 25.4
|  | 1995 | 12 | 22 | 2 | 8522 | 0 | 24.9
|  | 1995 | 12 | 22 | 3 | 8523 | 0 | 24.3
|  | 1995 | 12 | 22 | 4 | 8524 | 0 | 23.8
|  | 1995 | 12 | 22 | 5 | 8525 | 0 | 23.4
|  | 1995 | 12 | 22 | 6 | 8526 | 0 | 22.9
|  | 1995 | 12 | 22 | 7 | 8527 | 3 | 22.5
|  | 1995 | 12 | 22 | 8 | 8528 | 69 | 23.2
|  | 1995 | 12 | 22 | 9 | 8529 | 211 | 24
|  | 1995 | 12 | 22 | 10 | 8530 | 310 | 24.7
|  | 1995 | 12 | 22 | 11 | 8531 | 513 | 26.5
|  | 1995 | 12 | 22 | 12 | 8532 | 672 | 28.3
|  | 1995 | 12 | 22 | 13 | 8533 | 750 | 30.1
|  | 1995 | 12 | 22 | 14 | 8534 | 617 | 29.7
|  | 1995 | 12 | 22 | 15 | 8535 | 402 | 29.3
|  | 1995 | 12 | 22 | 16 | 8536 | 170 | 28.9
|  | 1995 | 12 | 22 | 17 | 8537 | 92 | 28.3
|  | 1995 | 12 | 22 | 18 | 8538 | 12 | 27.7
|  | 1995 | 12 | 22 | 19 | 8539 | 0 | 27.1
|  | 1995 | 12 | 22 | 20 | 8540 | 0 | 26.3
|  | 1995 | 12 | 22 | 21 | 8541 | 0 | 25.5
|  | 1995 | 12 | 22 | 22 | 8542 | 0 | 24.7
|  | 1995 | 12 | 22 | 23 | 8543 | 0 | 23.8
|  | 1995 | 12 | 22 | 24 | 8544 | 0 | 23
|  | 1995 | 12 | 23 | 1 | 8545 | 0 | 22.2
|  | 1995 | 12 | 23 | 2 | 8546 | 0 | 22
|  | 1995 | 12 | 23 | 3 | 8547 | 0 | 21.7
|  | 1995 | 12 | 23 | 4 | 8548 | 0 | 21.5
|  | 1995 | 12 | 23 | 5 | 8549 | 0 | 21.9
|  | 1995 | 12 | 23 | 6 | 8550 | 0 | 22.2
|  | 1995 | 12 | 23 | 7 | 8551 | 3 | 22.6
|  | 1995 | 12 | 23 | 8 | 8552 | 81 | 23
|  | 1995 | 12 | 23 | 9 | 8553 | 281 | 23.3
|  | 1995 | 12 | 23 | 10 | 8554 | 480 | 23.7
|  | 1995 | 12 | 23 | 11 | 8555 | 639 | 24.6
|  | 1995 | 12 | 23 | 12 | 8556 | 732 | 25.5
|  | 1995 | 12 | 23 | 13 | 8557 | 753 | 26.4
|  | 1995 | 12 | 23 | 14 | 8558 | 712 | 27.4
|  | 1995 | 12 | 23 | 15 | 8559 | 595 | 28.3
|  | 1995 | 12 | 23 | 16 | 8560 | 412 | 29.2
|  | 1995 | 12 | 23 | 17 | 8561 | 189 | 28.4
|  | 1995 | 12 | 23 | 18 | 8562 | 21 | 27.7
|  | 1995 | 12 | 23 | 19 | 8563 | 0 | 26.9
|  | 1995 | 12 | 23 | 20 | 8564 | 0 | 25.9
|  | 1995 | 12 | 23 | 21 | 8565 | 0 | 24.9
|  | 1995 | 12 | 23 | 22 | 8566 | 0 | 23.9
|  | 1995 | 12 | 23 | 23 | 8567 | 0 | 23.2
|  | 1995 | 12 | 23 | 24 | 8568 | 0 | 22.6
|  | 1995 | 12 | 24 | 1 | 8569 | 0 | 21.9
|  | 1995 | 12 | 24 | 2 | 8570 | 0 | 21.4
|  | 1995 | 12 | 24 | 3 | 8571 | 0 | 21
|  | 1995 | 12 | 24 | 4 | 8572 | 0 | 20.5
|  | 1995 | 12 | 24 | 5 | 8573 | 0 | 20.1
|  | 1995 | 12 | 24 | 6 | 8574 | 0 | 19.7
|  | 1995 | 12 | 24 | 7 | 8575 | 3 | 19.2
|  | 1995 | 12 | 24 | 8 | 8576 | 85 | 20.3
|  | 1995 | 12 | 24 | 9 | 8577 | 298 | 21.5
|  | 1995 | 12 | 24 | 10 | 8578 | 518 | 22.6
|  | 1995 | 12 | 24 | 11 | 8579 | 691 | 24.3
|  | 1995 | 12 | 24 | 12 | 8580 | 795 | 26
|  | 1995 | 12 | 24 | 13 | 8581 | 819 | 27.7
|  | 1995 | 12 | 24 | 14 | 8582 | 761 | 28.1
|  | 1995 | 12 | 24 | 15 | 8583 | 626 | 28.6
|  | 1995 | 12 | 24 | 16 | 8584 | 429 | 29
|  | 1995 | 12 | 24 | 17 | 8585 | 199 | 27.8
|  | 1995 | 12 | 24 | 18 | 8586 | 23 | 26.6
|  | 1995 | 12 | 24 | 19 | 8587 | 0 | 25.4
|  | 1995 | 12 | 24 | 20 | 8588 | 0 | 24.5
|  | 1995 | 12 | 24 | 21 | 8589 | 0 | 23.7
|  | 1995 | 12 | 24 | 22 | 8590 | 0 | 22.8
|  | 1995 | 12 | 24 | 23 | 8591 | 0 | 22.3
|  | 1995 | 12 | 24 | 24 | 8592 | 0 | 21.8
|  | 1995 | 12 | 25 | 1 | 8593 | 0 | 21.3
|  | 1995 | 12 | 25 | 2 | 8594 | 0 | 20.5
|  | 1995 | 12 | 25 | 3 | 8595 | 0 | 19.8
|  | 1995 | 12 | 25 | 4 | 8596 | 0 | 19
|  | 1995 | 12 | 25 | 5 | 8597 | 0 | 18.8
|  | 1995 | 12 | 25 | 6 | 8598 | 0 | 18.5
|  | 1995 | 12 | 25 | 7 | 8599 | 3 | 18.3
|  | 1995 | 12 | 25 | 8 | 8600 | 82 | 19.8
|  | 1995 | 12 | 25 | 9 | 8601 | 290 | 21.4
|  | 1995 | 12 | 25 | 10 | 8602 | 505 | 22.9
|  | 1995 | 12 | 25 | 11 | 8603 | 640 | 24.2
|  | 1995 | 12 | 25 | 12 | 8604 | 676 | 25.5
|  | 1995 | 12 | 25 | 13 | 8605 | 608 | 26.8
|  | 1995 | 12 | 25 | 14 | 8606 | 647 | 27.3
|  | 1995 | 12 | 25 | 15 | 8607 | 579 | 27.8
|  | 1995 | 12 | 25 | 16 | 8608 | 417 | 28.3
|  | 1995 | 12 | 25 | 17 | 8609 | 196 | 27.4
|  | 1995 | 12 | 25 | 18 | 8610 | 23 | 26.5
|  | 1995 | 12 | 25 | 19 | 8611 | 0 | 25.6
|  | 1995 | 12 | 25 | 20 | 8612 | 0 | 24.8
|  | 1995 | 12 | 25 | 21 | 8613 | 0 | 24
|  | 1995 | 12 | 25 | 22 | 8614 | 0 | 23.2
|  | 1995 | 12 | 25 | 23 | 8615 | 0 | 22.4
|  | 1995 | 12 | 25 | 24 | 8616 | 0 | 21.6
|  | 1995 | 12 | 26 | 1 | 8617 | 0 | 20.8
|  | 1995 | 12 | 26 | 2 | 8618 | 0 | 20.1
|  | 1995 | 12 | 26 | 3 | 8619 | 0 | 19.4
|  | 1995 | 12 | 26 | 4 | 8620 | 0 | 18.7
|  | 1995 | 12 | 26 | 5 | 8621 | 0 | 18.6
|  | 1995 | 12 | 26 | 6 | 8622 | 0 | 18.4
|  | 1995 | 12 | 26 | 7 | 8623 | 3 | 18.3
|  | 1995 | 12 | 26 | 8 | 8624 | 80 | 19.7
|  | 1995 | 12 | 26 | 9 | 8625 | 288 | 21.1
|  | 1995 | 12 | 26 | 10 | 8626 | 502 | 22.5
|  | 1995 | 12 | 26 | 11 | 8627 | 670 | 23.9
|  | 1995 | 12 | 26 | 12 | 8628 | 770 | 25.4
|  | 1995 | 12 | 26 | 13 | 8629 | 794 | 26.8
|  | 1995 | 12 | 26 | 14 | 8630 | 754 | 27.1
|  | 1995 | 12 | 26 | 15 | 8631 | 630 | 27.3
|  | 1995 | 12 | 26 | 16 | 8632 | 436 | 27.6
|  | 1995 | 12 | 26 | 17 | 8633 | 206 | 26.6
|  | 1995 | 12 | 26 | 18 | 8634 | 25 | 25.5
|  | 1995 | 12 | 26 | 19 | 8635 | 0 | 24.5
|  | 1995 | 12 | 26 | 20 | 8636 | 0 | 23.6
|  | 1995 | 12 | 26 | 21 | 8637 | 0 | 22.6
|  | 1995 | 12 | 26 | 22 | 8638 | 0 | 21.7
|  | 1995 | 12 | 26 | 23 | 8639 | 0 | 21.5
|  | 1995 | 12 | 26 | 24 | 8640 | 0 | 21.4
|  | 1995 | 12 | 27 | 1 | 8641 | 0 | 21.2
|  | 1995 | 12 | 27 | 2 | 8642 | 0 | 20.4
|  | 1995 | 12 | 27 | 3 | 8643 | 0 | 19.6
|  | 1995 | 12 | 27 | 4 | 8644 | 0 | 18.8
|  | 1995 | 12 | 27 | 5 | 8645 | 0 | 18.4
|  | 1995 | 12 | 27 | 6 | 8646 | 0 | 17.9
|  | 1995 | 12 | 27 | 7 | 8647 | 2 | 17.5
|  | 1995 | 12 | 27 | 8 | 8648 | 79 | 19.2
|  | 1995 | 12 | 27 | 9 | 8649 | 287 | 21
|  | 1995 | 12 | 27 | 10 | 8650 | 501 | 22.7
|  | 1995 | 12 | 27 | 11 | 8651 | 670 | 24.5
|  | 1995 | 12 | 27 | 12 | 8652 | 770 | 26.2
|  | 1995 | 12 | 27 | 13 | 8653 | 794 | 28
|  | 1995 | 12 | 27 | 14 | 8654 | 739 | 28.4
|  | 1995 | 12 | 27 | 15 | 8655 | 610 | 28.9
|  | 1995 | 12 | 27 | 16 | 8656 | 420 | 29.3
|  | 1995 | 12 | 27 | 17 | 8657 | 196 | 28.1
|  | 1995 | 12 | 27 | 18 | 8658 | 24 | 27
|  | 1995 | 12 | 27 | 19 | 8659 | 0 | 25.8
|  | 1995 | 12 | 27 | 20 | 8660 | 0 | 25
|  | 1995 | 12 | 27 | 21 | 8661 | 0 | 24.1
|  | 1995 | 12 | 27 | 22 | 8662 | 0 | 23.3
|  | 1995 | 12 | 27 | 23 | 8663 | 0 | 23.2
|  | 1995 | 12 | 27 | 24 | 8664 | 0 | 23.1
|  | 1995 | 12 | 28 | 1 | 8665 | 0 | 23
|  | 1995 | 12 | 28 | 2 | 8666 | 0 | 21.7
|  | 1995 | 12 | 28 | 3 | 8667 | 0 | 20.3
|  | 1995 | 12 | 28 | 4 | 8668 | 0 | 19
|  | 1995 | 12 | 28 | 5 | 8669 | 0 | 18.5
|  | 1995 | 12 | 28 | 6 | 8670 | 0 | 17.9
|  | 1995 | 12 | 28 | 7 | 8671 | 2 | 17.4
|  | 1995 | 12 | 28 | 8 | 8672 | 75 | 19.3
|  | 1995 | 12 | 28 | 9 | 8673 | 272 | 21.1
|  | 1995 | 12 | 28 | 10 | 8674 | 478 | 23
|  | 1995 | 12 | 28 | 11 | 8675 | 651 | 24.5
|  | 1995 | 12 | 28 | 12 | 8676 | 762 | 26
|  | 1995 | 12 | 28 | 13 | 8677 | 797 | 27.5
|  | 1995 | 12 | 28 | 14 | 8678 | 743 | 28.3
|  | 1995 | 12 | 28 | 15 | 8679 | 614 | 29.2
|  | 1995 | 12 | 28 | 16 | 8680 | 424 | 30
|  | 1995 | 12 | 28 | 17 | 8681 | 202 | 28.3
|  | 1995 | 12 | 28 | 18 | 8682 | 26 | 26.7
|  | 1995 | 12 | 28 | 19 | 8683 | 0 | 25
|  | 1995 | 12 | 28 | 20 | 8684 | 0 | 24.1
|  | 1995 | 12 | 28 | 21 | 8685 | 0 | 23.3
|  | 1995 | 12 | 28 | 22 | 8686 | 0 | 22.4
|  | 1995 | 12 | 28 | 23 | 8687 | 0 | 22.7
|  | 1995 | 12 | 28 | 24 | 8688 | 0 | 23
|  | 1995 | 12 | 29 | 1 | 8689 | 0 | 21.7
|  | 1995 | 12 | 29 | 2 | 8690 | 0 | 20.9
|  | 1995 | 12 | 29 | 3 | 8691 | 0 | 20.2
|  | 1995 | 12 | 29 | 4 | 8692 | 0 | 19.4
|  | 1995 | 12 | 29 | 5 | 8693 | 0 | 19.2
|  | 1995 | 12 | 29 | 6 | 8694 | 0 | 18.9
|  | 1995 | 12 | 29 | 7 | 8695 | 2 | 18.7
|  | 1995 | 12 | 29 | 8 | 8696 | 77 | 20.2
|  | 1995 | 12 | 29 | 9 | 8697 | 284 | 21.8
|  | 1995 | 12 | 29 | 10 | 8698 | 500 | 23.3
|  | 1995 | 12 | 29 | 11 | 8699 | 668 | 25.4
|  | 1995 | 12 | 29 | 12 | 8700 | 769 | 27.5
|  | 1995 | 12 | 29 | 13 | 8701 | 793 | 29.6
|  | 1995 | 12 | 29 | 14 | 8702 | 730 | 29.7
|  | 1995 | 12 | 29 | 15 | 8703 | 595 | 29.7
|  | 1995 | 12 | 29 | 16 | 8704 | 403 | 29.8
|  | 1995 | 12 | 29 | 17 | 8705 | 197 | 28.7
|  | 1995 | 12 | 29 | 18 | 8706 | 26 | 27.6
|  | 1995 | 12 | 29 | 19 | 8707 | 0 | 26.5
|  | 1995 | 12 | 29 | 20 | 8708 | 0 | 25.8
|  | 1995 | 12 | 29 | 21 | 8709 | 0 | 25
|  | 1995 | 12 | 29 | 22 | 8710 | 0 | 24.3
|  | 1995 | 12 | 29 | 23 | 8711 | 0 | 23.8
|  | 1995 | 12 | 29 | 24 | 8712 | 0 | 23.3
|  | 1995 | 12 | 30 | 1 | 8713 | 0 | 22.8
|  | 1995 | 12 | 30 | 2 | 8714 | 0 | 22.4
|  | 1995 | 12 | 30 | 3 | 8715 | 0 | 21.9
|  | 1995 | 12 | 30 | 4 | 8716 | 0 | 21.5
|  | 1995 | 12 | 30 | 5 | 8717 | 0 | 21
|  | 1995 | 12 | 30 | 6 | 8718 | 0 | 20.4
|  | 1995 | 12 | 30 | 7 | 8719 | 2 | 19.9
|  | 1995 | 12 | 30 | 8 | 8720 | 77 | 21.6
|  | 1995 | 12 | 30 | 9 | 8721 | 291 | 23.3
|  | 1995 | 12 | 30 | 10 | 8722 | 514 | 25
|  | 1995 | 12 | 30 | 11 | 8723 | 690 | 26.9
|  | 1995 | 12 | 30 | 12 | 8724 | 795 | 28.7
|  | 1995 | 12 | 30 | 13 | 8725 | 821 | 30.6
|  | 1995 | 12 | 30 | 14 | 8726 | 763 | 31
|  | 1995 | 12 | 30 | 15 | 8727 | 625 | 31.3
|  | 1995 | 12 | 30 | 16 | 8728 | 426 | 31.7
|  | 1995 | 12 | 30 | 17 | 8729 | 205 | 30.3
|  | 1995 | 12 | 30 | 18 | 8730 | 27 | 28.8
|  | 1995 | 12 | 30 | 19 | 8731 | 0 | 27.4
|  | 1995 | 12 | 30 | 20 | 8732 | 0 | 26.5
|  | 1995 | 12 | 30 | 21 | 8733 | 0 | 25.7
|  | 1995 | 12 | 30 | 22 | 8734 | 0 | 24.8
|  | 1995 | 12 | 30 | 23 | 8735 | 0 | 24.2
|  | 1995 | 12 | 30 | 24 | 8736 | 0 | 23.6
|  | 1995 | 12 | 31 | 1 | 8737 | 0 | 23
|  | 1995 | 12 | 31 | 2 | 8738 | 0 | 22.7
|  | 1995 | 12 | 31 | 3 | 8739 | 0 | 22.3
|  | 1995 | 12 | 31 | 4 | 8740 | 0 | 22
|  | 1995 | 12 | 31 | 5 | 8741 | 0 | 21.3
|  | 1995 | 12 | 31 | 6 | 8742 | 0 | 20.6
|  | 1995 | 12 | 31 | 7 | 8743 | 2 | 19.9
|  | 1995 | 12 | 31 | 8 | 8744 | 75 | 21.9
|  | 1995 | 12 | 31 | 9 | 8745 | 280 | 23.8
|  | 1995 | 12 | 31 | 10 | 8746 | 495 | 25.8
|  | 1995 | 12 | 31 | 11 | 8747 | 665 | 27.8
|  | 1995 | 12 | 31 | 12 | 8748 | 767 | 29.9
|  | 1995 | 12 | 31 | 13 | 8749 | 793 | 31.9
|  | 1995 | 12 | 31 | 14 | 8750 | 749 | 32.3
|  | 1995 | 12 | 31 | 15 | 8751 | 627 | 32.6
|  | 1995 | 12 | 31 | 16 | 8752 | 438 | 33
|  | 1995 | 12 | 31 | 17 | 8753 | 209 | 32.3
|  | 1995 | 12 | 31 | 18 | 8754 | 28 | 31.7
|  | 1995 | 12 | 31 | 19 | 8755 | 0 | 30.7
|  | 1995 | 12 | 31 | 20 | 8756 | 0 | 29.5
|  | 1995 | 12 | 31 | 21 | 8757 | 0 | 28.4
|  | 1995 | 12 | 31 | 22 | 8758 | 0 | 27.3
|  | 1995 | 12 | 31 | 23 | 8759 | 0 | 26.1
|  | 1995 | 12 | 31 | 24 | 8760 | 0 | 24.8

## X. Instrument Costing
VERSION 1.1 (JUN 2020)
X. INSTRUMENT COSTING
This sheet is organized into five sections:
A. LCOE Price Premium
B. Grid Extension Compensation
C. Currency Indexing
D. Grant Element
E. VAT and Tariff Waiver
|  |  |  | No of Year |  | 0 | 1 | 2 | 3 | 4 | 5 | 6 | 7 | 8 | 9 | 10 | 11 | 12 | 13 | 14 | 15 | 16 | 17 | 18 | 19 | 20 | 21 | 22 | 23 | 24 | 25 | 26 | 27 | 28 | 29 | 30 | 31 | 32 | 33
|  |  |  | Year |  |  | 2019 | 2020 | 2021 | 2022 | 2023 | 2024 | 2025 | 2026 | 2027 | 2028 | 2029 | 2030 | 2031 | 2032 | 2033 | 2034 | 2035 | 2036 | 2037 | 2038 | 2039 | 2040 | 2041 | 2042 | 2043 | 2044 | 2045 | 2046 | 2047 | 2048 | 2049 | 2050 | 2051
A. LCOE PRICE PREMIUM
|  | Lifetime of each MG |  | years | 20
|  | Time to reach target |  | years | 7
|  | Total Annual Electricity Generation (Serviced Demand) |  | MWh/yr | 10180.4733
Incremental Cost of Renewable Energy vs. Baseline
|  |  | Pre-derisking | USD/MWh | 28.8522
|  |  | Post-derisking | USD/MWh | 28.8522
Annual Incremental Cost vs. Baseline
|  |  | Pre-derisking | USD |  |  | 41961.3213 | 83922.6425 | 125883.9638 | 167845.285 | 209806.6063 | 251767.9276 | 293729.2488 | 293729.2488 | 293729.2488 | 293729.2488 | 293729.2488 | 293729.2488 | 293729.2488 | 293729.2488 | 293729.2488 | 293729.2488 | 293729.2488 | 293729.2488 | 293729.2488 | 293729.2488 | 251767.9276 | 209806.6063 | 167845.285 | 125883.9638 | 83922.6425 | 41961.3213 | 0 | 0 | 0 | 0 | 0 | 0 | 0
|  |  | Post-derisking | USD |  |  | 41961.3213 | 83922.6425 | 125883.9638 | 167845.285 | 209806.6063 | 251767.9276 | 293729.2488 | 293729.2488 | 293729.2488 | 293729.2488 | 293729.2488 | 293729.2488 | 293729.2488 | 293729.2488 | 293729.2488 | 293729.2488 | 293729.2488 | 293729.2488 | 293729.2488 | 293729.2488 | 251767.9276 | 209806.6063 | 167845.285 | 125883.9638 | 83922.6425 | 41961.3213 | 0 | 0 | 0 | 0 | 0 | 0 | 0
Present Value of Total Incremental Cost
|  | PV of total incremental cost pre-derisking |  | USD |  | 2316527.67
|  | PV of total incremental cost post-derisking |  | USD |  | 2316527.67
B. GRID EXTENSION COMPENSATION
|  | Annual serviced demand |  | kWh/MG | 20360.9467
|  | MG/National Retail Tariff Differential |  | USD/kWh | 1.116
|  | Total number of mini-grids |  | # | 500
|  | Time to reach target |  | years | 7
|  | Number of MG built each year (ramp up) |  | # | 71.4286
|  | Thereof affected by Grid Extension |  | # | 0
|  | Lifetime of each MG |  | years | 20
|  | Last year of operation of a MG before grid arrives |  | year | 0
|  | Years remaining for mini-grid investment |  | years | 20
|  | Annual compensation @ village (mini-grid) level |  | USD/MG | 22723.0401
Guidance [Ungroup to reveal]
The follwing lines calculate the aggregate annual compensation for each MG depending on when it was built, how long it will be operated before grid arrival and how long it would have been operated if the grid hadn't arrived
[6 empty] | 1 | 0 | 0 | 0 | 0 | 0 | 0 | 0 | 0 | 0 | 0 | 0 | 0 | 0 | 0 | 0 | 0 | 0 | 0 | 0 | 0 | 0 | 0 | 0 | 0 | 0 | 0 | 0 | 0 | 0 | 0 | 0 | 0 | 0
[6 empty] | 2 | 0 | 0 | 0 | 0 | 0 | 0 | 0 | 0 | 0 | 0 | 0 | 0 | 0 | 0 | 0 | 0 | 0 | 0 | 0 | 0 | 0 | 0 | 0 | 0 | 0 | 0 | 0 | 0 | 0 | 0 | 0 | 0 | 0
[6 empty] | 3 | 0 | 0 | 0 | 0 | 0 | 0 | 0 | 0 | 0 | 0 | 0 | 0 | 0 | 0 | 0 | 0 | 0 | 0 | 0 | 0 | 0 | 0 | 0 | 0 | 0 | 0 | 0 | 0 | 0 | 0 | 0 | 0 | 0
[6 empty] | 4 | 0 | 0 | 0 | 0 | 0 | 0 | 0 | 0 | 0 | 0 | 0 | 0 | 0 | 0 | 0 | 0 | 0 | 0 | 0 | 0 | 0 | 0 | 0 | 0 | 0 | 0 | 0 | 0 | 0 | 0 | 0 | 0 | 0
[6 empty] | 5 | 0 | 0 | 0 | 0 | 0 | 0 | 0 | 0 | 0 | 0 | 0 | 0 | 0 | 0 | 0 | 0 | 0 | 0 | 0 | 0 | 0 | 0 | 0 | 0 | 0 | 0 | 0 | 0 | 0 | 0 | 0 | 0 | 0
[6 empty] | 6 | 0 | 0 | 0 | 0 | 0 | 0 | 0 | 0 | 0 | 0 | 0 | 0 | 0 | 0 | 0 | 0 | 0 | 0 | 0 | 0 | 0 | 0 | 0 | 0 | 0 | 0 | 0 | 0 | 0 | 0 | 0 | 0 | 0
[6 empty] | 7 | 0 | 0 | 0 | 0 | 0 | 0 | 0 | 0 | 0 | 0 | 0 | 0 | 0 | 0 | 0 | 0 | 0 | 0 | 0 | 0 | 0 | 0 | 0 | 0 | 0 | 0 | 0 | 0 | 0 | 0 | 0 | 0 | 0
[6 empty] | 8 | 0 | 0 | 0 | 0 | 0 | 0 | 0 | 0 | 0 | 0 | 0 | 0 | 0 | 0 | 0 | 0 | 0 | 0 | 0 | 0 | 0 | 0 | 0 | 0 | 0 | 0 | 0 | 0 | 0 | 0 | 0 | 0 | 0
[6 empty] | 9 | 0 | 0 | 0 | 0 | 0 | 0 | 0 | 0 | 0 | 0 | 0 | 0 | 0 | 0 | 0 | 0 | 0 | 0 | 0 | 0 | 0 | 0 | 0 | 0 | 0 | 0 | 0 | 0 | 0 | 0 | 0 | 0 | 0
[6 empty] | 10 | 0 | 0 | 0 | 0 | 0 | 0 | 0 | 0 | 0 | 0 | 0 | 0 | 0 | 0 | 0 | 0 | 0 | 0 | 0 | 0 | 0 | 0 | 0 | 0 | 0 | 0 | 0 | 0 | 0 | 0 | 0 | 0 | 0
[6 empty] | 11 | 0 | 0 | 0 | 0 | 0 | 0 | 0 | 0 | 0 | 0 | 0 | 0 | 0 | 0 | 0 | 0 | 0 | 0 | 0 | 0 | 0 | 0 | 0 | 0 | 0 | 0 | 0 | 0 | 0 | 0 | 0 | 0 | 0
[6 empty] | 12 | 0 | 0 | 0 | 0 | 0 | 0 | 0 | 0 | 0 | 0 | 0 | 0 | 0 | 0 | 0 | 0 | 0 | 0 | 0 | 0 | 0 | 0 | 0 | 0 | 0 | 0 | 0 | 0 | 0 | 0 | 0 | 0 | 0
[6 empty] | 13 | 0 | 0 | 0 | 0 | 0 | 0 | 0 | 0 | 0 | 0 | 0 | 0 | 0 | 0 | 0 | 0 | 0 | 0 | 0 | 0 | 0 | 0 | 0 | 0 | 0 | 0 | 0 | 0 | 0 | 0 | 0 | 0 | 0
[6 empty] | 14 | 0 | 0 | 0 | 0 | 0 | 0 | 0 | 0 | 0 | 0 | 0 | 0 | 0 | 0 | 0 | 0 | 0 | 0 | 0 | 0 | 0 | 0 | 0 | 0 | 0 | 0 | 0 | 0 | 0 | 0 | 0 | 0 | 0
[6 empty] | 15 | 0 | 0 | 0 | 0 | 0 | 0 | 0 | 0 | 0 | 0 | 0 | 0 | 0 | 0 | 0 | 0 | 0 | 0 | 0 | 0 | 0 | 0 | 0 | 0 | 0 | 0 | 0 | 0 | 0 | 0 | 0 | 0 | 0
[6 empty] | 16 | 0 | 0 | 0 | 0 | 0 | 0 | 0 | 0 | 0 | 0 | 0 | 0 | 0 | 0 | 0 | 0 | 0 | 0 | 0 | 0 | 0 | 0 | 0 | 0 | 0 | 0 | 0 | 0 | 0 | 0 | 0 | 0 | 0
[6 empty] | 17 | 0 | 0 | 0 | 0 | 0 | 0 | 0 | 0 | 0 | 0 | 0 | 0 | 0 | 0 | 0 | 0 | 0 | 0 | 0 | 0 | 0 | 0 | 0 | 0 | 0 | 0 | 0 | 0 | 0 | 0 | 0 | 0 | 0
[6 empty] | 18 | 0 | 0 | 0 | 0 | 0 | 0 | 0 | 0 | 0 | 0 | 0 | 0 | 0 | 0 | 0 | 0 | 0 | 0 | 0 | 0 | 0 | 0 | 0 | 0 | 0 | 0 | 0 | 0 | 0 | 0 | 0 | 0 | 0
[6 empty] | 19 | 0 | 0 | 0 | 0 | 0 | 0 | 0 | 0 | 0 | 0 | 0 | 0 | 0 | 0 | 0 | 0 | 0 | 0 | 0 | 0 | 0 | 0 | 0 | 0 | 0 | 0 | 0 | 0 | 0 | 0 | 0 | 0 | 0
[6 empty] | 20 | 0 | 0 | 0 | 0 | 0 | 0 | 0 | 0 | 0 | 0 | 0 | 0 | 0 | 0 | 0 | 0 | 0 | 0 | 0 | 0 | 0 | 0 | 0 | 0 | 0 | 0 | 0 | 0 | 0 | 0 | 0 | 0 | 0
[6 empty] | 21 | 0 | 0 | 0 | 0 | 0 | 0 | 0 | 0 | 0 | 0 | 0 | 0 | 0 | 0 | 0 | 0 | 0 | 0 | 0 | 0 | 0 | 0 | 0 | 0 | 0 | 0 | 0 | 0 | 0 | 0 | 0 | 0 | 0
[6 empty] | 22 | 0 | 0 | 0 | 0 | 0 | 0 | 0 | 0 | 0 | 0 | 0 | 0 | 0 | 0 | 0 | 0 | 0 | 0 | 0 | 0 | 0 | 0 | 0 | 0 | 0 | 0 | 0 | 0 | 0 | 0 | 0 | 0 | 0
[6 empty] | 23 | 0 | 0 | 0 | 0 | 0 | 0 | 0 | 0 | 0 | 0 | 0 | 0 | 0 | 0 | 0 | 0 | 0 | 0 | 0 | 0 | 0 | 0 | 0 | 0 | 0 | 0 | 0 | 0 | 0 | 0 | 0 | 0 | 0
[6 empty] | 24 | 0 | 0 | 0 | 0 | 0 | 0 | 0 | 0 | 0 | 0 | 0 | 0 | 0 | 0 | 0 | 0 | 0 | 0 | 0 | 0 | 0 | 0 | 0 | 0 | 0 | 0 | 0 | 0 | 0 | 0 | 0 | 0 | 0
[6 empty] | 25 | 0 | 0 | 0 | 0 | 0 | 0 | 0 | 0 | 0 | 0 | 0 | 0 | 0 | 0 | 0 | 0 | 0 | 0 | 0 | 0 | 0 | 0 | 0 | 0 | 0 | 0 | 0 | 0 | 0 | 0 | 0 | 0 | 0
[6 empty] | 26 | 0 | 0 | 0 | 0 | 0 | 0 | 0 | 0 | 0 | 0 | 0 | 0 | 0 | 0 | 0 | 0 | 0 | 0 | 0 | 0 | 0 | 0 | 0 | 0 | 0 | 0 | 0 | 0 | 0 | 0 | 0 | 0 | 0
[6 empty] | 27 | 0 | 0 | 0 | 0 | 0 | 0 | 0 | 0 | 0 | 0 | 0 | 0 | 0 | 0 | 0 | 0 | 0 | 0 | 0 | 0 | 0 | 0 | 0 | 0 | 0 | 0 | 0 | 0 | 0 | 0 | 0 | 0 | 0
[6 empty] | 28 | 0 | 0 | 0 | 0 | 0 | 0 | 0 | 0 | 0 | 0 | 0 | 0 | 0 | 0 | 0 | 0 | 0 | 0 | 0 | 0 | 0 | 0 | 0 | 0 | 0 | 0 | 0 | 0 | 0 | 0 | 0 | 0 | 0
[6 empty] | 29 | 0 | 0 | 0 | 0 | 0 | 0 | 0 | 0 | 0 | 0 | 0 | 0 | 0 | 0 | 0 | 0 | 0 | 0 | 0 | 0 | 0 | 0 | 0 | 0 | 0 | 0 | 0 | 0 | 0 | 0 | 0 | 0 | 0
[6 empty] | 30 | 0 | 0 | 0 | 0 | 0 | 0 | 0 | 0 | 0 | 0 | 0 | 0 | 0 | 0 | 0 | 0 | 0 | 0 | 0 | 0 | 0 | 0 | 0 | 0 | 0 | 0 | 0 | 0 | 0 | 0 | 0 | 0 | 0
[6 empty] | 31 | 0 | 0 | 0 | 0 | 0 | 0 | 0 | 0 | 0 | 0 | 0 | 0 | 0 | 0 | 0 | 0 | 0 | 0 | 0 | 0 | 0 | 0 | 0 | 0 | 0 | 0 | 0 | 0 | 0 | 0 | 0 | 0 | 0
[6 empty] | 32 | 0 | 0 | 0 | 0 | 0 | 0 | 0 | 0 | 0 | 0 | 0 | 0 | 0 | 0 | 0 | 0 | 0 | 0 | 0 | 0 | 0 | 0 | 0 | 0 | 0 | 0 | 0 | 0 | 0 | 0 | 0 | 0 | 0
[6 empty] | 33 | 0 | 0 | 0 | 0 | 0 | 0 | 0 | 0 | 0 | 0 | 0 | 0 | 0 | 0 | 0 | 0 | 0 | 0 | 0 | 0 | 0 | 0 | 0 | 0 | 0 | 0 | 0 | 0 | 0 | 0 | 0 | 0 | 0
|  | Annual compensation @ the aggregate |  | USD |  |  | 0 | 0 | 0 | 0 | 0 | 0 | 0 | 0 | 0 | 0 | 0 | 0 | 0 | 0 | 0 | 0 | 0 | 0 | 0 | 0 | 0 | 0 | 0 | 0 | 0 | 0 | 0 | 0 | 0 | 0 | 0 | 0 | 0
|  | PV of total compensation |  | USD |  | 0
|  | Cost of grid expansion compensation product |  | USD |  | 0
C. COST OF FX PARTIAL INDEXING
|  | Post derisking tariff |  | USD/kWh | 1.116
|  | Annual cost of serviced demand per mini-grid |  | USD/MG | 22723.0401
|  | Annual cost of serviced demand, total target |  | USD | 11361520.0536
|  | Annual USD production assuming linear approach of target over 7 years |  | USD |  |  | 1623074.2934 | 3246148.5867 | 4869222.8801 | 6492297.1735 | 8115371.4668 | 9738445.7602 | 11361520.0536 | 11361520.0536 | 11361520.0536 | 11361520.0536 | 11361520.0536 | 11361520.0536 | 11361520.0536 | 11361520.0536 | 11361520.0536 | 11361520.0536 | 11361520.0536 | 11361520.0536 | 11361520.0536 | 11361520.0536 | 9738445.7602 | 8115371.4668 | 6492297.1735 | 4869222.8801 | 3246148.5867 | 1623074.2934 | 0 | 0 | 0 | 0 | 0 | 0 | 0
|  | Annual Cost of Hedging |  | USD |  |  | 0 | 0 | 0 | 0 | 0 | 0 | 0 | 0 | 0 | 0 | 0 | 0 | 0 | 0 | 0 | 0 | 0 | 0 | 0 | 0 | 0 | 0 | 0 | 0 | 0 | 0 | 0 | 0 | 0 | 0 | 0 | 0 | 0
|  | PV of marginal cost due to currency depreciation |  | USD |  | 0
|  | Cost of partial indexing product |  | USD |  | 0
D. GRANT ELEMENT
|  | Annual construction rate of MGs |  | # | 71.4286
|  | Years covered by grant element |  | years | 0
|  | Year of operation at grant element infusion |  | Year | 0
|  | Grant @ village (mini-grid) level |  | USD/MG | 0
|  | Annual number of MGs installed that profit from grant funding |  | # |  |  | 0 | 0 | 0 | 0 | 0 | 0 | 0 | 0 | 0 | 0 | 0 | 0 | 0 | 0 | 0 | 0 | 0 | 0 | 0 | 0 | 0 | 0 | 0 | 0 | 0 | 0 | 0 | 0 | 0 | 0 | 0 | 0 | 0
|  | Annual Total grant @ the aggregate (at 100% of targeted MGs built) |  | USD |  |  | 0 | 0 | 0 | 0 | 0 | 0 | 0 | 0 | 0 | 0 | 0 | 0 | 0 | 0 | 0 | 0 | 0 | 0 | 0 | 0 | 0 | 0 | 0 | 0 | 0 | 0 | 0 | 0 | 0 | 0 | 0 | 0 | 0
|  | PV of aggregate grant payments |  | USD |  | 0
E. VAT AND TARIFF WAIVER
|  | Annual construction rate of MGs |  | # | 71.4286
|  | Lifetime of each MG |  | years | 20
|  | Time to reach target |  | years | 7
|  | Total Annual Electricity Generation (Serviced Demand) |  | MWh/yr | 10180.4733
|  | Annual number of Mini-Grids installed (ramp up/ramp-down) |  | # |  |  | 71.4286 | 71.4286 | 71.4286 | 71.4286 | 71.4286 | 71.4286 | 71.4286 | 0 | 0 | 0 | 0 | 0 | 0 | 0 | 0 | 0 | 0 | 0 | 0 | 0 | 0 | 0 | 0 | 0 | 0 | 0 | 0 | 0 | 0 | 0 | 0 | 0 | 0
|  | Annual production |  | MWh |  |  | 1454.3533 | 2908.7067 | 4363.06 | 5817.4133 | 7271.7667 | 8726.12 | 10180.4733 | 10180.4733 | 10180.4733 | 10180.4733 | 10180.4733 | 10180.4733 | 10180.4733 | 10180.4733 | 10180.4733 | 10180.4733 | 10180.4733 | 10180.4733 | 10180.4733 | 10180.4733 | 8726.12 | 7271.7667 | 5817.4133 | 4363.06 | 2908.7067 | 1454.3533 | 0 | 0 | 0 | 0 | 0 | 0 | 0
|  | Specific investment cost, BASE CASE |  | USD/MG | 79370.2004
|  | Investment, BASE CASE |  | USD |  |  | 5669300.029 | 5669300.029 | 5669300.029 | 5669300.029 | 5669300.029 | 5669300.029 | 5669300.029 | 0 | 0 | 0 | 0 | 0 | 0 | 0 | 0 | 0 | 0 | 0 | 0 | 0 | 0 | 0 | 0 | 0 | 0 | 0 | 0 | 0 | 0 | 0 | 0 | 0 | 0
VAT waiver sensitivity:
|  | Specific investment cost (excl. VAT on certain hardware) |  | USD/MG | 74245.0949
|  | Resulting reduction in Pre-Derisking LCOE |  | USD/MWh | 66.1742
|  | Resulting reduction in Post-Derisking LCOE |  | USD/MWh | 53.2785
|  | Investment (excl. VAT on certain hardware) |  | USD |  |  | 5303221.0659 | 5303221.0659 | 5303221.0659 | 5303221.0659 | 5303221.0659 | 5303221.0659 | 5303221.0659 | 0 | 0 | 0 | 0 | 0 | 0 | 0 | 0 | 0 | 0 | 0 | 0 | 0 | 0 | 0 | 0 | 0 | 0 | 0 | 0 | 0 | 0 | 0 | 0 | 0 | 0
|  | Foregone revenue for the public |  | USD |  |  | 366078.9631 | 366078.9631 | 366078.9631 | 366078.9631 | 366078.9631 | 366078.9631 | 366078.9631 | 0 | 0 | 0 | 0 | 0 | 0 | 0 | 0 | 0 | 0 | 0 | 0 | 0 | 0 | 0 | 0 | 0 | 0 | 0 | 0 | 0 | 0 | 0 | 0 | 0 | 0
|  | Economic benefit through VAT waiver, Pre-Derisking |  | USD |  |  | 96240.7155 | 192481.4311 | 288722.1466 | 384962.8622 | 481203.5777 | 577444.2932 | 673685.0088 | 673685.0088 | 673685.0088 | 673685.0088 | 673685.0088 | 673685.0088 | 673685.0088 | 673685.0088 | 673685.0088 | 673685.0088 | 673685.0088 | 673685.0088 | 673685.0088 | 673685.0088 | 577444.2932 | 481203.5777 | 384962.8622 | 288722.1466 | 192481.4311 | 96240.7155 | 0 | 0 | 0 | 0 | 0 | 0 | 0
|  | Economic benefit through VAT waiver, Post-Derisking |  | USD |  |  | 77485.7467 | 154971.4934 | 232457.2402 | 309942.9869 | 387428.7336 | 464914.4803 | 542400.227 | 542400.227 | 542400.227 | 542400.227 | 542400.227 | 542400.227 | 542400.227 | 542400.227 | 542400.227 | 542400.227 | 542400.227 | 542400.227 | 542400.227 | 542400.227 | 464914.4803 | 387428.7336 | 309942.9869 | 232457.2402 | 154971.4934 | 77485.7467 | 0 | 0 | 0 | 0 | 0 | 0 | 0
|  | PV of forgone tax revenue for the public |  | USD |  | 1905942.5531
|  | PV of economic benefit, Pre-Derisking |  | USD |  | 5313090.0989 | 1 2019: @public cost of capital
|  | PV of economic benefit, Post-derisking, @public cost of capital |  | USD |  | 4277698.3877 | 1 2019: @public cost of capital
Tariff waiver sensitivity:
|  | Specific investment cost (excl. Tariffs on certain hardware) |  | USD/MG | 70662.2753
|  | Resulting reduction in Pre-Derisking LCOE |  | USD/MWh | 123.4126
|  | Resulting reduction in Post-Derisking LCOE |  | USD/MWh | 102.2218
|  | Investment (excl. VAT on certain hardware) |  | USD |  |  | 5047305.3751 | 5047305.3751 | 5047305.3751 | 5047305.3751 | 5047305.3751 | 5047305.3751 | 5047305.3751 | 0 | 0 | 0 | 0 | 0 | 0 | 0 | 0 | 0 | 0 | 0 | 0 | 0 | 0 | 0 | 0 | 0 | 0 | 0 | 0 | 0 | 0 | 0 | 0 | 0 | 0
|  | Foregone revenue for the public |  | USD |  |  | 621994.6539 | 621994.6539 | 621994.6539 | 621994.6539 | 621994.6539 | 621994.6539 | 621994.6539 | 0 | 0 | 0 | 0 | 0 | 0 | 0 | 0 | 0 | 0 | 0 | 0 | 0 | 0 | 0 | 0 | 0 | 0 | 0 | 0 | 0 | 0 | 0 | 0 | 0 | 0
|  | Economic benefit thorugh Tariff waiver, Pre-Derisking |  | USD |  |  | 179485.5651 | 358971.1301 | 538456.6952 | 717942.2603 | 897427.8253 | 1076913.3904 | 1256398.9554 | 1256398.9554 | 1256398.9554 | 1256398.9554 | 1256398.9554 | 1256398.9554 | 1256398.9554 | 1256398.9554 | 1256398.9554 | 1256398.9554 | 1256398.9554 | 1256398.9554 | 1256398.9554 | 1256398.9554 | 1076913.3904 | 897427.8253 | 717942.2603 | 538456.6952 | 358971.1301 | 179485.5651 | 0 | 0 | 0 | 0 | 0 | 0 | 0
|  | Economic benefit thorugh Tariff waiver, Post-Derisking |  | USD |  |  | 148666.5776 | 297333.1552 | 445999.7328 | 594666.3104 | 743332.888 | 891999.4656 | 1040666.0432 | 1040666.0432 | 1040666.0432 | 1040666.0432 | 1040666.0432 | 1040666.0432 | 1040666.0432 | 1040666.0432 | 1040666.0432 | 1040666.0432 | 1040666.0432 | 1040666.0432 | 1040666.0432 | 1040666.0432 | 891999.4656 | 743332.888 | 594666.3104 | 445999.7328 | 297333.1552 | 148666.5776 | 0 | 0 | 0 | 0 | 0 | 0 | 0
|  | PV of forgone tax revenue for the public |  | USD |  | 3238334.343
|  | PV of economic benefit, Pre-Derisking |  | USD |  | 9908727.0216 | 1 2019: @public cost of capital
|  | PV of economic benefit, Post-derisking |  | USD |  | 8207325.9434 | 1 2019: @public cost of capital
VAT and Import Tariff waiver sensitivity:
|  | Specific investment cost (excl. VAT and Tariffs) |  | USD/MG | 66328.7993
|  | Resulting reduction in Pre-Derisking LCOE |  | USD/MWh | 178.3675
|  | Resulting reduction in Post-Derisking LCOE |  | USD/MWh | 146.2074
|  | Investment (excl. VAT and Tariffs) |  | USD |  |  | 4737771.3805 | 4737771.3805 | 4737771.3805 | 4737771.3805 | 4737771.3805 | 4737771.3805 | 4737771.3805 | 0 | 0 | 0 | 0 | 0 | 0 | 0 | 0 | 0 | 0 | 0 | 0 | 0 | 0 | 0 | 0 | 0 | 0 | 0 | 0 | 0 | 0 | 0 | 0 | 0 | 0
|  | Foregone revenue for the public |  | USD |  |  | 931528.6485 | 931528.6485 | 931528.6485 | 931528.6485 | 931528.6485 | 931528.6485 | 931528.6485 | 0 | 0 | 0 | 0 | 0 | 0 | 0 | 0 | 0 | 0 | 0 | 0 | 0 | 0 | 0 | 0 | 0 | 0 | 0 | 0 | 0 | 0 | 0 | 0 | 0 | 0
|  | Economic benefit thorugh VAT&Tariff waiver, Pre-Derisking |  | USD |  |  | 259409.4111 | 518818.8221 | 778228.2332 | 1037637.6442 | 1297047.0553 | 1556456.4663 | 1815865.8774 | 1815865.8774 | 1815865.8774 | 1815865.8774 | 1815865.8774 | 1815865.8774 | 1815865.8774 | 1815865.8774 | 1815865.8774 | 1815865.8774 | 1815865.8774 | 1815865.8774 | 1815865.8774 | 1815865.8774 | 1556456.4663 | 1297047.0553 | 1037637.6442 | 778228.2332 | 518818.8221 | 259409.4111 | 0 | 0 | 0 | 0 | 0 | 0 | 0
|  | Economic benefit thorugh VAT&Tariff waiver, Post-Derisking |  | USD |  |  | 212637.1809 | 425274.3618 | 637911.5427 | 850548.7236 | 1063185.9045 | 1275823.0854 | 1488460.2663 | 1488460.2663 | 1488460.2663 | 1488460.2663 | 1488460.2663 | 1488460.2663 | 1488460.2663 | 1488460.2663 | 1488460.2663 | 1488460.2663 | 1488460.2663 | 1488460.2663 | 1488460.2663 | 1488460.2663 | 1275823.0854 | 1063185.9045 | 850548.7236 | 637911.5427 | 425274.3618 | 212637.1809 | 0 | 0 | 0 | 0 | 0 | 0 | 0
|  | PV of forgone tax revenue for the public |  | USD |  | 4849882.8649
|  | PV of economic benefit, Pre-Derisking |  | USD |  | 14321023.7549 | 1 2019: @public cost of capital
|  | PV of economic benefit, Post-derisking |  | USD |  | 11738903.7908 | 1 2019: @public cost of capital

## XI. Sensitivity outputs
VERSION 1.1 (JUN 2020)
XI. SENSITIVITY OUTPUTS
This sheet is organised into two sections.
A. LCOE outputs for sensitivity analysis on key input assumptions
B. LCOE outputs for VAT & Tariff waiver
Guidance [Ungroup to reveal]
This sheet semi-automates the process of generating the sensitivity output tables for the report.
Change assumptions in the inputs sheets (Sheets II-IV)
Then paste the values from the 'Linked Module' into the "Table for Report'
A. LCOE OUTPUTS FOR SENSITIVITY ANALYSIS ON KEY INPUT ASSUMPTIONS
LINKED MODULE
[6 empty] | BASELINE LCOE | BAU LCOE | POST-DERISKING LCOE
[5 empty] | (in USD cents/kWh) | 108.7159 | 111.6011 | 111.6011
TABLE FOR REPORT
Table [1]: [Wind/Solar PV]: summary of LCOE outputs for sensitivity analysis on key input assumptions [USD cents/kWh]
|  |  |  | TYPE OF SENSITIVITY | DESCRIPTION OF SENSITIVITY | BASELINE LCOE | [WIND/SOLAR PV] BAU LCOE | [WIND/SOLAR PV] POST-DERISKING LCOE
|  |  |  | Base Case |  | 92.4157 | 97.7466 | 77.4334
|  |  |  | Investment and O&M Costs | Higher investment and O&M costs: maybe something like +/- 15% | - | 0 | 0
vs. Base case [x] USD/MW and [x] USD/MW/y
|  |  |  | Capacity Factor | Higher capacity factor: [x]% | - | 0 | 0
vs. Base case is [x]%
|  |  |  | Financing Costs | 1% point higher financing costs: CoE=[x]%, CoD=[x]% | - | 0 | 0
[5 empty] | 1% point lower financing costs: CoE=[x]%, CoD=[x]% | - | 0 | 0
vs. Base case CoE=[x]%, CoD=[x]%
|  |  |  | Capital Structure | Higher/Lower Debt share in capital structure | - | 0 | 0
vs. Base case is [x]%
B. LCOE OUTPUTS FOR SENSITIVITY ON VAT & TARIFF WAIVER
Guidance note: this sensitivity can be performed by setting the Waiver option to "Y" in Tab IV. Inputs Solar PV Battery", Section E, 'Direct Financial Incentives'.
LINKED MODULE
[6 empty] | BASELINE LCOE | [WIND/SOLAR PV] BAU LCOE | [WIND/SOLAR PV] POST-DERISKING LCOE | [WIND/SOLAR PV] BAU Specific Investement | [WIND/SOLAR PV] POST-DERISKING Specific Investement
[5 empty] | in USD cents per kWh | 108.7159 | 111.6011 | 111.6011 | 76050 | 76050 | in USD per Mini-Grid
TABLE FOR REPORT
Table [1]: [Wind/Solar PV]: summary of LCOE outputs for sensitivity analysis on key input assumptions [USD cents/kWh]
|  |  |  | TYPE OF SENSITIVITY | DESCRIPTION OF SENSITIVITY | BASELINE LCOE | [WIND/SOLAR PV] BAU LCOE | [WIND/SOLAR PV] POST-DERISKING LCOE | [WIND/SOLAR PV] BAU Specific Investement | [WIND/SOLAR PV] POST-DERISKING Specific Investement
|  |  |  | Base Case |  | 92.4157 | 98.2343 | 77.9805 | 79370.2004 | 79370.2004
|  |  |  | VAT waiver | VAT is exempt for imported solar modules and inverters | - | 91.6169 | 72.6526 | 74245.0949 | 74245.0949
|  |  |  | Tariff waiver | Tariff is exempt for imported inverters | - | 85.8931 | 67.7583 | 70662.2753 | 70662.2753
|  |  |  | VAT & Tariff waiver | Both VAT and Tariffs are exempt for imported solar hardware | - | 80.3976 | 63.3598 | 66328.7993 | 66328.7993
|  | Table facilitating instrument costing (Tab X) |  | TYPE OF SENSITIVITY |  | BASELINE LCOE | Reduction rel. to base case BAU | Reduction rel. to base case Post-Deriksing
|  |  | in USD/MWh | Base Case |  | 0 | 0 | 0
|  |  |  | VAT waiver | VAT is exempt for imported solar modules and inverters | - | 66.1742 | 53.2785
|  |  |  | Tariff waiver | Tariff is exempt for imported inverters | - | 123.4126 | 102.2218
|  |  |  | VAT & Tariff waiver | Both VAT and Tariffs are exempt for imported solar hardware | - | 178.3675 | 146.2074

## XII. Charts
VERSION 1.1 (JUN 2020)
XII. CHARTS
This sheet is organised into five sections.
|  | A. | LCOE Comparison
|  | B. | Investment Leverage Ratio
|  | C. | Savings Ratio
|  | D. | Affordability
|  | E. | Carbon Abatement
A. LCOE COMPARISON
| Y-label |  |  | LCOE
| X-labels |  |  | Baseline Investment (Diesel Minigrid) | Solar Minigrid BAU | Solar Minigrid Post-derisking
| LCOE Baseline |  |  | 1.0872 | 1.0872 | 1.0872
| Incremental cost for plot |  |  |  | 0.028852 | 0.028852
| for Plot |  |  | 1.0872 | 1.0872 | 1.0872
| Total |  |  |  | 1.116 | 1.116
| Horizontal line |  |  | 0.6 | 1.0872
| (Horizontal line) |  |  | 3.4 | 1.0872
B. INVESTMENT LEVERAGE RATIO
| Y-label |  |  | Millions USD
| X-labels |  |  | Cost of Post-Derisking Instruments | Solar Minigrid Investments
| Leverage |  |  | #DIV/0!
| Total |  |  | 0
| Policy derisking instruments |  |  | 0
| Financial derisking instruments |  |  | 0
| Capital Subsidies |  |  | 0
| Total Investments |  |  | 0 | 38.025
C. SAVINGS RATIO
| Y-label |  |  | Millions USD
| X-labels |  |  | Cost of Post-Derisking Instruments | Economy-wide Savings
| Leverage |  |  | NA
| Total |  |  | 0
| Policy derisking instruments |  |  | 0
| Financial derisking instruments |  |  | 0
| Capital Subsidies |  |  | 0
| Savings |  |  | 0 | 0
D. AFFORDABILITY
USD 0 saved per household (over 20 years)
| Y-label |  |  | USD/household/day
| X-labels |  |  | Pre-Derisking Energy Expenditure | Household-level Savings | Post-Derisking Energy Expenditure
| Decrease |  |  |  |  | 0%
| Pre-Deriksing Energy Expenditure |  |  | 0.45198 | 0.45198
| Household-level Savings |  |  |  | 0
| Pre-Deriksing Energy Expenditure |  |  |  |  | 0.45198
| Horizontal lines |  |  | 1.25 | 0.45198 | 2.25 | 0.45198
| (Horizontal line) |  |  | 2.5 | 0.45198 | 2.75 | 0.45198
E. CARBON ABATEMENT
| Y-label |  |  | USD/tCO2e
| X-labels |  |  | Solar PV Energy Abatement Cost BAU | Solar PV Energy Abatement Cost Post-Derisking
| Decrease |  |  |  | 0%
| Abatement cost |  |  | 12.795 | 12.795
| Legend |  |  | 180 kt CO2 (20 years)

## XIII. Report Summary Table
VERSION 1.1 (JUN 2020)
XIII. REPORTS SUMMARY TABLE
This sheet is organized into one section:
A. Reports Summary Table
A. REPORTS SUMMARY TABLE
SOLAR PV-BATTERY TECHNOLOGY
|  | 2025 Electrification Target (number of household connections) |  |  |  | 50000
|  | Average Capacity Factor (%) |  |  |  | 11.62%
Average System Size
|  |  | Solar PV (kW) |  |  | 20
|  |  | Battery (kWh) |  |  | 60
|  | Total Annual Serviced Demand (kWh) |  |  |  | 10180473.3333
|  | Total System Size to Reach 2025 Target (kW) |  |  |  | 10000
BASELINE
Baseline energy mix
|  |  | Diesel generator |  |  | 100%
|  | Average system size (kW) |  |  |  | 10.76
|  | Diesel Emission Factor (tCO2e/MWh) |  |  |  | 0.8892
GENERAL COUNTRY INPUTS
|  | Effective Corporate Tax Rate (%) |  |  |  | 20%
|  | Public Cost of Capital (%) |  |  |  | 8%
[5 empty] | Pre-Derisking | Post-Derisking
FINANCING COSTS
Capital Structure
|  |  | Grants, as a % of total investment in generation and distribution assets |  | 0% | 0%
|  |  | Equity/Debt structure of remaining investment |  | 100%/0% | 100%/0%
Cost of Debt
|  |  | Concessional public loan |  | N/A | N/A
|  |  | Commercial loans with public guarantees |  | N/A | N/A
|  |  | Commercial loans without public guarantees |  | N/A | N/A
Loan Tenor
|  |  | Concessional public loan |  | N/A | N/A years
|  |  | Commercial loans with public guarantees |  | N/A | N/A years
|  |  | Commercial loans without public guarantees |  | N/A | 10 years
|  | Cost of Equity |  |  | 19% | 19%
|  | Weighted Average Cost of Capital (WACC) (After-tax, excl. grants) |  |  | 19% | 19%
INVESTMENT
|  | Total Investment (USD million, incl. grants) |  |  | 38025000 | 38025000
Debt (USD million)
|  |  | Concessional public loan |  | N/A | N/A
|  |  | Commercial loans with public guarantees |  | N/A | N/A
|  |  | Commercial loans without public guarantees |  | N/A | N/A
|  | Equity (USD million) |  |  | 38025000 | 38025000
|  | Grants/Capital Subsidies (USD million) |  |  | N/A | 0
COST OF PUBLIC INSTRUMENTS
Policy Derisking Instruments (USD million, present value)
|  |  | Energy Market Risk Activities |  | N/A | N/A
|  |  | Social Acceptance Risk Activities |  | N/A | N/A
|  |  | Hardware Risk Activities |  | N/A | N/A
|  |  | Digital Risk Activities |  | N/A | N/A
|  |  | Labour Risk Activities |  | N/A | N/A
|  |  | Developer Risk Activities |  | N/A | N/A
|  |  | End-user Credit Risk Activities |  | N/A | N/A
|  |  | Financing Risk Activities |  | N/A | N/A
|  |  |  | Total | N/A | 0
Financial Derisking Instruments (USD million, present value)
Energy Market Risk Instruments
|  |  |  | Compensation Scheme for Grid Extension | N/A | N/A
Developer Risk, End-user Credit Risk, and Financing Risk Instruments
|  |  |  | Public Loans* | N/A | N/A
|  |  |  | Public Guarantees for Commercial Loans* | N/A | N/A
|  |  | Currency/Macro Risk Instruments |  | N/A | N/A
|  |  | Political Risk Instruments |  | N/A | N/A
|  |  |  | Total | N/A | N/A
Direct Financial Incentives (USD million, present value)
|  |  | Grants/Capital subsidies |  | N/A | N/A
|  |  |  | Total | N/A | N/A

## XIII. Supporting Data (hidden)
Supporting DATA
Battery Technology | [6 empty] | Battery Replacement
Lead-acid | [6 empty] | Calendar
Lithium-ion | [6 empty] | Cycles (Avg DoD)
Diesel Generator
Yes
No
Regulatory Environment
Light-Touch Regulation
Comprehensive Regulation
NA
|  |  |  | Policy | Policy | Financial Inst. | Financial Inst. | Financial Inst.
LoadDuration |  | Instrument Selection - Baseline | Postderisking Input Method | Inst. Sel. Solar PV _ Prederisking | Inst. Sel. Solar PV _ Postderisking | Inst. Sel. Solar PV _ Prederisking | Inst. Sel. Solar PV _ Prederisking | Instrument Impact Yes or No | Costing Method | Paid-in Capital Leverage Multiplier
Start Time | End Time | Y | Risk Waterfall | Y | Y | Y | Y | Y | Lump Sum | Yes
0 | 0 | N | Manual Entry | N | N | N | N | N | Annual Cost | No
0.041667 | 0.041667
0.083333 | 0.083333 | O&M Method
0.125 | 0.125 | % of Investment
0.16667 | 0.16667 | Manual Entry
0.20833 | 0.20833
0.25 | 0.25 | Instrument Selection - Baseline Post-Derisking
0.29167 | 0.29167 | Y
0.33333 | 0.33333 | N
0.375 | 0.375
0.41667 | 0.41667
0.45833 | 0.45833
0.5 | 0.5
0.54167 | 0.54167
0.58333 | 0.58333
0.625 | 0.625
0.66667 | 0.66667
0.70833 | 0.70833
0.75 | 0.75
0.79167 | 0.79167
0.83333 | 0.83333
0.875 | 0.875
0.91667 | 0.91667
0.95833 | 0.95833
1899-12-31 | 1899-12-31